## Aggregated BOM
﻿Category | Family Name | Family Type | SKU | Level | Panel Name | ID | Phase Created | Shear Wall | Material | Piece Type | Count | Length (ft) | Width (ft) | Height (ft) | Area (sq ft) | Device-A | Device-B | Device-C | Device-D | Device-E | Device-Box
Ceilings | Compound Ceiling | GYP BD OVER 2X6 | GYP BD OVER 2X6 | Level 1 | FL1_Ceilings | 6477013 | Site |  | N/A |  | 13 | N/A | N/A | N/A | 378.43
Curtain Panels | System Panel | Shower Enclosure | Shower Enclosure - Glass | Level 1 | FL1_CurtainPanels | 6477001 | Site |  | Glass |  | 3 | N/A | 0.17 | 7 | 1.17
Doors | DR_Closet1 | 6068 BP | 6068 BP | Level 1 | 56 | 56 | Site |  | N/A |  | 1 | N/A | N/A | N/A | N/A
Doors | DR_Double1 | 5068 | 5068 | Level 1 | 57 | 57 | Site |  | N/A |  | 1 | N/A | N/A | N/A | N/A
Doors | DR_Double-Sliding | 6080 SGD (TEMP) | 6080 SGD (TEMP) - Clad - White | Level 1 | 58 | 58 | Site |  | Clad - White |  | 1 | N/A | N/A | N/A | 56.44
Doors | DR_Opening | 36" x 102" | 36" x 102" | Level 1 | 46 | 46 | Site |  | N/A |  | 1 | N/A | N/A | N/A | N/A
Doors | DR_Opening | 52" x 108" | 52" x 108" | Level 1 | 60 | 60 | Site |  | N/A |  | 1 | N/A | N/A | N/A | N/A
Doors | DR_Single1 | 28682 | 28682 | Level 1 | 47 | 47 | Site |  | N/A |  | 5 | N/A | N/A | N/A | 20.71
Doors | DR_Single1 | 2068 | 2068 | Level 1 | 49 | 49 | Site |  | N/A |  | 2 | N/A | N/A | N/A | 19.88
Doors | DR_Single1 | 2668 | 2668 | Level 1 | 51 | 51 | Site |  | N/A |  | 1 | N/A | N/A | N/A | 20.5
Doors | DR_Single1 | 3080 SC | 3080 SC | Level 1 | 52 | 52 | Site |  | N/A |  | 1 | N/A | N/A | N/A | 24.66
Electrical Equipment | EE_Electrical Panel FB | SC40M200S Square D 200-Amp Pan | SC40M200S Square D 200-Amp Pan | Level 1 | 4 | 4 | Factory |  | N/A |  | 1 | N/A | N/A | N/A | 7.1
Electrical Fixtures | EF_1-Gang Switch WB1 | 1-Gang Doorbell Chime | 1-Gang Doorbell Chime - Steel, Galvanized | Level 1 | 401 | 401 | Site |  | Steel, Galvanized |  | 1 | N/A | N/A | N/A | 0.17
Electrical Fixtures | EF_1-Gang Switch WB2 | 1-Gang Door Bell 2 | 1-Gang Door Bell 2 - Steel, Galvanized | Level 1 | 366 | 366 | Site |  | Steel, Galvanized |  | 1 | N/A | N/A | N/A | 0.17
Electrical Fixtures | EF_1-Gang Switch WB2 | 1-Gang Switch 2 | 1-Gang Switch 2 - Steel, Galvanized | Level 1 | 368 | 368 | Site |  | Steel, Galvanized |  | 5 | N/A | N/A | N/A | 0.17
Electrical Fixtures | EF_1-Gang Switch WB2 | 1-Gang Switch Photocell 2 | 1-Gang Switch Photocell 2 - Steel, Galvanized | Level 1 | 393 | 393 | Site |  | Steel, Galvanized |  | 1 | N/A | N/A | N/A | 0.17
Electrical Fixtures | EF_2-Gang Switch WB | 2-Gang Switch | 2-Gang Switch - Steel, Galvanized | Level 1 | 370 | 370 | Site |  | Steel, Galvanized |  | 8 | N/A | N/A | N/A | 0.26
Electrical Fixtures | EF_3-Gang Switch WB | 3-Gang Switch | 3-Gang Switch - Steel, Galvanized | Level 1 | 374 | 374 | Site |  | Steel, Galvanized |  | 1 | N/A | N/A | N/A | 0.33
Electrical Fixtures | EF_AC Disconnect Surface Mounted WB1 | AC Disconnect 2 | AC Disconnect 2 - Steel, Galvanized | Level 1 | 395 | 395 | Site |  | Steel, Galvanized |  | 2 | N/A | N/A | N/A | 0.44
Electrical Fixtures | EF_Exhaust Fan FB1 | Exhaust Fan 2 | Exhaust Fan 2 |  | 358 | 358 | Site |  | N/A |  | 5 | N/A | N/A | N/A | 1.52
Electrical Fixtures | EF_J Box WB | J-Box | J-Box - Steel, Galvanized | Level 1 | 394 | 394 | Site |  | Steel, Galvanized |  | 2 | N/A | N/A | N/A | 0.38 | Receptacle: Leviton T5632W |  |  |  |  | EZ21SBZ-ADJ
Electrical Fixtures | EF_J-Box Square Surface Mounted FB | J-box Array | J-box Array | Level 1 Top Plate | 428 | 428 | Site |  | N/A |  | 11 | N/A | N/A | N/A | 0.31
Electrical Fixtures | EF_Receptacle WB | 1-Gang Duplex Half Hot | 1-Gang Duplex Half Hot - Steel, Galvanized | Level 1 | 337 | 337 | Site |  | Steel, Galvanized |  | 1 | N/A | N/A | N/A | 0.35 | Receptacle (Half-Hot) |  |  |  |  | 1-Gang Box
Electrical Fixtures | EF_Receptacle WB | 1-Gang Duplex GFCI | 1-Gang Duplex GFCI - Steel, Galvanized | Level 1 | 340 | 340 | Site |  | Steel, Galvanized |  | 7 | N/A | N/A | N/A | 0.35 | Receptacle |  |  |  |  | 1-Gang Box
Electrical Fixtures | EF_Receptacle WB | 1-Gang Duplex | 1-Gang Duplex - Steel, Galvanized | Level 1 | 341 | 341 | Site |  | Steel, Galvanized |  | 21 | N/A | N/A | N/A | 0.35 | Receptacle |  |  |  |  | 1-Gang Box
Electrical Fixtures | EF_Receptacle WB | 1-Gang Duplex GFCI/WP | 1-Gang Duplex GFCI/WP - Steel, Galvanized | Level 1 | 356 | 356 | Site |  | Steel, Galvanized |  | 4 | N/A | N/A | N/A | 0.35 | Receptacle |  |  |  |  | 1-Gang Box
Electrical Fixtures | EF_Receptacle WB | 2-Gang 220v | 2-Gang 220v - Steel, Galvanized | Level 1 | 362 | 362 | Site |  | Steel, Galvanized |  | 2 | N/A | N/A | N/A | 0.41 | Receptacle: Leviton T5632W |  |  |  |  | EZ21SBZ-ADJ
Electrical Fixtures | EF_Receptacle WB | 1-Gang Doorbell XMFR | 1-Gang Doorbell XMFR - Steel, Galvanized | Level 1 | 367 | 367 | Site |  | Steel, Galvanized |  | 1 | N/A | N/A | N/A | 0.35 | [5 empty] | EZ21SBZ-ADJ
Electrical Fixtures | EF_Receptacle WB | 1-Gang Duplex USB | 1-Gang Duplex USB - Steel, Galvanized | Level 1 | 382 | 382 | Site |  | Steel, Galvanized |  | 1 | N/A | N/A | N/A | 0.35 | Receptacle: Leviton T5632W |  |  |  |  | EZ21SBZ-ADJ
Fire Alarm Devices | Smoke/Carbon Monoxide Detector | Plain | Plain |  | 15 | 15 | Site |  | N/A |  | 4 | N/A | N/A | N/A | 0.4
Floors | Floor | Structure - PT SLAB | Structure - PT SLAB | Level 1 | FL1_Floors | 6618912 | Existing | No | N/A |  | 1 | N/A | N/A | N/A | 990.58
Floors | Floor | Site - Concrete | Site - Concrete | Level 1 | FL1_Floors | 6618927 | Existing | No | N/A |  | 2 | N/A | N/A | N/A | 19
Generic Models | Attic Access | Attic Access | Attic Access | Level 1 | FL1_GenericModels | 6655989 | Site |  | N/A |  | 1 | N/A | N/A | N/A | 4.94
Generic Models | GM Wall Panel Breaks LB | 2x4 Wall Panel Break | 2x4 Wall Panel Break |  | FLUnknown_GenericModels | 6134841 | Factory | Yes | N/A |  | 36 | 247.4 | N/A | N/A | N/A
Generic Models | GM Wall Panel Breaks LB | 2x6 Wall Panel Break | 2x6 Wall Panel Break |  | FLUnknown_GenericModels | 6135152 | Factory | No | N/A |  | 6 | 44.03 | N/A | N/A | N/A
Generic Models | GM_Door Assembly | 608010 | 608010 | Level 1 | FL1_GenericModels | 6358736 | Site |  | N/A |  | 1 | N/A | N/A | N/A | N/A
Generic Models | GM_Hole Penetration | 3/4" D | 3/4" D | Level 1 | 119-TWSVP | 6219598 | Factory |  | N/A |  | 14 | N/A | N/A | N/A | 0.02
Generic Models | GM_Hole Penetration | 1-1/4" D | 1-1/4" D |  | FLUnknown_GenericModels | 6402126 | Factory |  | N/A |  | 96 | N/A | N/A | N/A | 0.05
Generic Models | GM_Hole Penetration LB | 0-5/8" D | 0-5/8" D | Level 1 | 119-TWSVP | 6219554 | Factory |  | N/A |  | 9 | 0.7 | N/A | N/A | 0.01
Generic Models | GM_Hole Penetration LB | 2-11/16" D | 2-11/16" D | Level 1 | 119-TWSVP | 6219570 | Factory |  | N/A |  | 2 | 0.08 | N/A | N/A | 0.05
Generic Models | GM_Hole Penetration LB | 1-1/2" D | 1-1/2" D | Level 1 | FL1_GenericModels | 6219972 | Factory |  | N/A |  | 3 | 0.25 | N/A | N/A | 0.03
Generic Models | GM_Hole Penetration LB | 3 1/4" D | 3 1/4" D |  | FLUnknown_GenericModels | 6497232 | Factory |  | N/A |  | 2 | 1.17 | N/A | N/A | 0.31
Generic Models | GM_Hole Penetration LB | 5" D | 5" D | Level 1 | FL1_GenericModels | 6634478 | Site |  | N/A |  | 1 | 0.37 | N/A | N/A | 0.38
Generic Models | GM_Lifting Strap | Lifting Strap | Lifting Strap |  | 104-TWN | 6402125 | Factory |  | N/A |  | 48 | N/A | N/A | N/A | 0.4
Generic Models | GM_Notch | 10" x 5-1/2" Notch | 10" x 5-1/2" Notch | Level 1 | 123-TWNP | 6219782 | Factory |  | N/A |  | 1 | N/A | N/A | N/A | 0.54
Generic Models | GM_Notch | 3" x 1-3/4" Notch | 3" x 1-3/4" Notch | Level 1 | FL1_GenericModels | 6634483 | Site |  | N/A |  | 1 | N/A | N/A | N/A | 0.14
Generic Models | GM_Notch | 1-3/4" x 2" Notch | 1-3/4" x 2" Notch | Level 1 | FL1_GenericModels | 6634484 | Site |  | N/A |  | 1 | N/A | N/A | N/A | 0.1
Generic Models | GM_Notch Instance | Notch Instance | Notch Instance | Level 1 | FL1_GenericModels | 6264308 | Site |  | N/A |  | 12 | N/A | N/A | N/A | 41.35
Generic Models | GM_Parametric Box | Flat Stacked Wall Panels | Flat Stacked Wall Panels | Level 1 Top Plate | Stack Exterior 1 | 137-TWSV | Site |  | N/A |  | 41 | N/A | N/A | N/A | 10.15
Generic Models | GM_Parametric Box Array | Dunnage | Dunnage | Level 1 Top Plate | Stack Exterior 2 | 6480252 | Site |  | N/A |  | 14 | N/A | N/A | N/A | 31.28
Generic Models | GM_Sheathing FB | OX-ThermoPLY Red | OX-ThermoPLY Red | Level 1 | 103-TWSV | 574 | Factory |  | N/A |  | 85 | N/A | N/A | N/A | 26.51
Generic Models | GM_Sheathing FB | 3/8" APA-Rated OSB | 3/8" APA-Rated OSB | Level 1 | 141-TWN | 852 | Factory |  | N/A |  | 2 | N/A | N/A | N/A | 21.01
Generic Models | GM_Window Assembly no Reveal | 8050 XOX | 8050 XOX | Level 1 | FL1_GenericModels | 6264270 | Site |  | N/A |  | 1 | N/A | N/A | N/A | N/A
Generic Models | GM_Window Assembly no Reveal | 3010 FG (10') | 3010 FG (10') | Level 1 | FL1_GenericModels | 6264793 | Site |  | N/A |  | 2 | N/A | N/A | N/A | N/A
Generic Models | GM_Window Assembly no Reveal | 1616 FG (10') | 1616 FG (10') | Level 1 | FL1_GenericModels | 6265203 | Site |  | N/A |  | 5 | N/A | N/A | N/A | N/A
Generic Models | GM_Window Assembly no Reveal | 5050SL (10') 4x8 | 5050SL (10') 4x8 | Level 1 | FL1_GenericModels | 6314131 | Site |  | N/A |  | 1 | N/A | N/A | N/A | N/A
Generic Models | GM_Window Assembly no Reveal | 5050SL (10') 4x6 | 5050SL (10') 4x6 | Level 1 | FL1_GenericModels | 6314356 | Site |  | N/A |  | 1 | N/A | N/A | N/A | N/A
Generic Models | GM_Window Assembly no Reveal | 1616 FG (10'-6xWall) | 1616 FG (10'-6xWall) | Level 1 | FL1_GenericModels | 6314645 | Site |  | N/A |  | 1 | N/A | N/A | N/A | N/A
Generic Models | TOS Hole Penetration LB | 58 | 58 | Level 1 | 119-TWSVP | 6219607 | Factory |  | N/A |  | 5 | 1.96 | N/A | N/A | N/A
Generic Models | TOS Hole Penetration LB | 21116 | 21116 | Level 1 | 123-TWNP | 6219763 | Factory |  | N/A |  | 1 | 0.25 | N/A | N/A | N/A
Generic Models | TOS Notch Penetration GM | 10" x 5-1/2" Notch | 10" x 5-1/2" Notch | Level 1 | 123-TWNP | 6219811 | Factory |  | N/A |  | 1 | N/A | N/A | N/A | 0.54
Generic Models | TOS Notch Penetration GM | 1-3/8 x 1-3/4 Notch | 1-3/8 x 1-3/4 Notch | Level 1 | FL1_GenericModels | 6219975 | Factory |  | N/A |  | 1 | N/A | N/A | N/A | 0.05
Generic Models | TOS Notch Penetration GM | 1-3/4 x 2 x 3 Notch | 1-3/4 x 2 x 3 Notch | Level 1 | FL1_GenericModels | 6632852 | Site |  | N/A |  | 1 | N/A | N/A | N/A | 0.1
Generic Models | TOS Notch Penetration GM | 1-1/4 x 1-3/4 x 3 Notch | 1-1/4 x 1-3/4 x 3 Notch | Level 1 | FL1_GenericModels | 6633100 | Site |  | N/A |  | 1 | N/A | N/A | N/A | 0.08
Lighting Fixtures | LF Ext Wall Sconce Summerstone WB | LF Ext Wall Sconce Summerstone WB | LF Ext Wall Sconce Summerstone WB | Level 1 | 207 | 207 | Site |  | N/A |  | 2 | N/A | N/A | N/A | 7.86
Lighting Fixtures | LF Fan Light | Fan w/ Light | Fan w/ Light |  | 195 | 195 | Site |  | N/A |  | 3 | N/A | N/A | N/A | 5.94
Lighting Fixtures | LF_Recessed Can FB | 6" LED - 120V (WET LOCATION) | 6" LED - 120V (WET LOCATION) |  | 198 | 198 | Site |  | N/A |  | 5 | N/A | N/A | N/A | 1.16
Lighting Fixtures | LF_Recessed Can FB | 6" LED - 120V | 6" LED - 120V |  | 199 | 199 | Site |  | N/A |  | 9 | N/A | N/A | N/A | 1.16
Mechanical Equipment | Heat Pump - Split System - 2.5-5 Tons | 3 Tons | 3 Tons | Level 1 | 17 | 17 | Site |  | N/A |  | 1 | N/A | N/A | N/A | 26.73
Mechanical Equipment | ME_FAU | FAU | FAU | Level 1 Top Plate | 29 | 29 | Site |  | N/A |  | 1 | N/A | N/A | N/A | 18.92
Mechanical Equipment | ME_Register FB | Supply - 12" x 12" | Supply - 12" x 12" |  | 18 | 18 | Site |  | N/A |  | 2 | N/A | N/A | N/A | N/A
Mechanical Equipment | ME_Register FB | Supply - 14" x 6" | Supply - 14" x 6" |  | 20 | 20 | Site |  | N/A |  | 2 | N/A | N/A | N/A | N/A
Mechanical Equipment | ME_Register FB | Supply - 14" x 8" | Supply - 14" x 8" |  | 21 | 21 | Site |  | N/A |  | 1 | N/A | N/A | N/A | N/A
Mechanical Equipment | ME_Register FB | Return - 16" x 16" | Return - 16" x 16" |  | 22 | 22 | Site |  | N/A |  | 2 | N/A | N/A | N/A | N/A
Mechanical Equipment | ME_Register FB | Supply - 16" x 16" | Supply - 16" x 16" |  | 23 | 23 | Site |  | N/A |  | 2 | N/A | N/A | N/A | N/A
Mechanical Equipment | ME_Register FB | Return - 30" x 20" | Return - 30" x 20" |  | 24 | 24 | Site |  | N/A |  | 1 | N/A | N/A | N/A | N/A
Mechanical Equipment | ME_Register FB | Supply - 10" x 6" | Supply - 10" x 6" |  | 28 | 28 | Site |  | N/A |  | 1 | N/A | N/A | N/A | N/A
Pipe Accessories | PA_Cassette-Bathtub (V3) | Bathtub Cassette | Bathtub Cassette | Level 1 | 121-TWN | 214 | Factory |  | N/A |  | 1 | N/A | N/A | N/A | N/A
Pipe Accessories | PA_Cassette-Dryer Box (V3) | Dryer Box Cassette | Dryer Box Cassette | Level 1 | 123-TWNP | 205 | Factory |  | N/A |  | 1 | N/A | N/A | N/A | N/A
Pipe Accessories | PA_Cassette-Hose Bib (V3) | Hose Bib Cassette | Hose Bib Cassette | Level 1 | 217 | 217 | Site |  | N/A |  | 1 | N/A | N/A | N/A | N/A
Pipe Accessories | PA_Cassette-Lavatory (V3) | Lavatory Cassette | Lavatory Cassette | Level 1 | 119-TWSVP | 199 | Factory |  | N/A |  | 2 | N/A | N/A | N/A | N/A
Pipe Accessories | PA_Cassette-Range Service (V3) | Range Service Cassette | Range Service Cassette | Level 1 | 209 | 209 | Factory |  | N/A |  | 1 | N/A | N/A | N/A | N/A
Pipe Accessories | PA_Cassette-Refrigerator (V3) | Refrigerator Cassette | Refrigerator Cassette | Level 1 | 133-TWSVP | 206 | Factory |  | N/A |  | 1 | N/A | N/A | N/A | N/A
Pipe Accessories | PA_Cassette-Shower (V3) | Shower Cassette | Shower Cassette | Level 1 | 105-TWNP | 210 | Factory |  | N/A |  | 2 | N/A | N/A | N/A | N/A
Pipe Accessories | PA_Cassette-Washer Box (V3) | Washer Box Cassette | Washer Box Cassette | Level 1 | 123-TWNP | 204 | Factory |  | N/A |  | 1 | N/A | N/A | N/A | N/A
Pipe Accessories | PA_Cassette-Water Closet (V3) | Water Closet Cassette | Water Closet Cassette | Level 1 | 119-TWSVP | 200 | Factory |  | N/A |  | 2 | N/A | N/A | N/A | N/A
Pipe Accessories | PA_Cassette-Water Heater (V3) | Water Heater Cassette | Water Heater Cassette | Level 1 | 218 | 218 | Site |  | N/A |  | 1 | N/A | N/A | N/A | N/A
Pipe Accessories | PA_Cassette-Water Main (V3) | Water Main Cassette | Water Main Cassette | Level 1 | 213 | 213 | Site |  | N/A |  | 1 | N/A | N/A | N/A | N/A
Pipe Fittings | Fitting-Elbow-90-Viega-PureFlow_Press-V5616-PxP-0_5in-2in | Standard | Standard | Level 1 | FL1_PipeFittings | 6476089 | Site |  | N/A |  | 1 | N/A | N/A | N/A | N/A
Pipe Fittings | PF_ABS Drainage T | PVC Drainage T | PVC Drainage T - Plastic - ABS (Black) | Level 1 | 123-TWNP | 6219751 | Factory |  | Plastic - ABS (Black) |  | 1 | N/A | N/A | N/A | 0.44
Pipe Fittings | PF_ABS Drainage T_Reducing | PVC Drainage T (Reducing) | PVC Drainage T (Reducing) - Plastic - ABS (Black) | Level 1 | 123-TWNP | 6219755 | Factory |  | Plastic - ABS (Black) |  | 1 | N/A | N/A | N/A | 0.42
Pipe Fittings | PF_ABS Elbow_45 | PVC Drainage Elbow 45 - 1-1/2"D | PVC Drainage Elbow 45 - 1-1/2"D - Plastic - ABS (Black) | Level 1 | 123-TWNP | 6219776 | Factory |  | Plastic - ABS (Black) |  | 2 | N/A | N/A | N/A | 0.24
Pipe Fittings | PF_ABS Elbow_45 | PVC Drainage Elbow 45 - 2"D | PVC Drainage Elbow 45 - 2"D - Plastic - ABS (Black) | Level 1 | 123-TWNP | 6219785 | Factory |  | Plastic - ABS (Black) |  | 2 | N/A | N/A | N/A | 0.32
Pipe Fittings | PF_ABS Elbow_90 | PVC Drainage Elbow - 90 Degrees | PVC Drainage Elbow - 90 Degrees - Plastic-Orion-Polypropylene-Blueline | Level 1 | 119-TWSVP | 6219559 | Factory |  | Plastic-Orion-Polypropylene-Blueline |  | 2 | N/A | N/A | N/A | 0.29
Pipe Fittings | PF_ABS P Trap | PVC P Trap (2") | PVC P Trap (2") - Plastic - ABS (Black) | Level 1 | 123-TWNP | 6219757 | Factory |  | Plastic - ABS (Black) |  | 1 | N/A | N/A | N/A | 0.95
Pipe Fittings | PF_ABS Pipe | 2" D | 2" D | Level 1 | 119-TWSVP | 6219555 | Factory |  | N/A |  | 9 | 6.04 | N/A | N/A | 0.15
Pipe Fittings | PF_ABS Pipe | 1.5" D | 1.5" D | Level 1 | 123-TWNP | 6219761 | Factory |  | N/A |  | 2 | 1.12 | N/A | N/A | 0.13
Pipe Fittings | PF_Cardboard Frame | 2x6, 24" O.C. | 2x6, 24" O.C. | Level 1 | 119-TWSVP | 6219579 | Factory |  | N/A |  | 10 | N/A | N/A | N/A | 15.08
Pipe Fittings | PF_Drop Ear | 1/2" PEX Drop Ear | 1/2" PEX Drop Ear | Level 1 | FL1_PipeFittings | 6220017 | Factory |  | N/A |  | 3 | N/A | N/A | N/A | 0.04
Pipe Fittings | PF_Dryer Box | Construction Solutions Dryer Box - DBX1017FR | Construction Solutions Dryer Box - DBX1017FR | Level 1 | 123-TWNP | 6219795 | Factory |  | N/A |  | 1 | N/A | N/A | N/A | 3.41
Pipe Fittings | PF_Duct | 4" D | 4" D | Level 1 | 123-TWNP | 6219799 | Factory |  | N/A |  | 1 | 2.65 | N/A | N/A | 1.47
Pipe Fittings | PF_Elbow_90-Viega-PureFlow_Press-V5616-PxP-0_5in-2in | Standard | Standard | Level 1 | FL1_PipeFittings | 4876346 | Factory |  | N/A |  | 40 | N/A | N/A | N/A | N/A
Pipe Fittings | PF_Elbow_90-Viega-PureFlow_Press-V5616-PxP-0_5in-2in2 | Standard | Standard | Level 1 | 133-TWSVP | 6219828 | Factory |  | N/A |  | 5 | N/A | N/A | N/A | 0
Pipe Fittings | PF_Elbow_90-Viega-PureFlow_Press-V5616-PxP-0_5in-2in2 | Standard 2 | Standard 2 | Level 1 | FL1_PipeFittings | 6632897 | Factory |  | N/A |  | 2 | N/A | N/A | N/A | 0
Pipe Fittings | PF_HoldRite-Bracket-SB3-4 (Recessed) | HoldRite Stout Bracket - SB4 | HoldRite Stout Bracket - SB4 | Level 1 | 119-TWSVP | 6219581 | Factory |  | N/A |  | 17 | N/A | N/A | N/A | 0.44
Pipe Fittings | PF_HoldRite-Bracket-SB3-4 (Recessed) | HoldRite Stout Bracket - SB3 | HoldRite Stout Bracket - SB3 | Level 1 | FL1_PipeFittings | 6219964 | Factory |  | N/A |  | 6 | N/A | N/A | N/A | 0.38
Pipe Fittings | PF_HoldRite-HYCO Bar | HoldRite HYCO Bar - 26" Length | HoldRite HYCO Bar - 26" Length | Level 1 | 123-TWNP | 6219766 | Factory |  | N/A |  | 11 | N/A | N/A | N/A | 0.21
Pipe Fittings | PF_HoldRite-Outlet_Box-Washing_Machine | PEX-A Tubing | PEX-A Tubing | Level 1 | 123-TWNP | 6219747 | Factory |  | N/A |  | 1 | N/A | N/A | N/A | 1.39
Pipe Fittings | PF_HoldRite-Pro Clamp | 34 | 3/4" - Plastic - Nylon (Blue) | Level 1 | FL1_PipeFittings | 6633099 | Site |  | Plastic - Nylon (Blue) |  | 1 | N/A | N/A | N/A | 0.05
Pipe Fittings | PF_HoldRite-Pro Clamp1 | 1/2"D | 1/2"D - Plastic - Nylon (Blue) | Level 1 | 119-TWSVP | 6219592 | Factory |  | Plastic - Nylon (Blue) |  | 20 | N/A | N/A | N/A | 0.05
Pipe Fittings | PF_HoldRite-Pro Clamp1 | 1/2"D 2 | 1/2"D 2 - Plastic - Nylon (Blue) | Level 1 | 121-TWN | 6632879 | Factory |  | Plastic - Nylon (Blue) |  | 8 | N/A | N/A | N/A | 0.05
Pipe Fittings | PF_HoldRite-ProGuard Stub-Out Clamp | PF_HoldRite-ProGuard Stub-Out Clamp - 1/2" | PF_HoldRite-ProGuard Stub-Out Clamp - 1/2" | Level 1 | 119-TWSVP | 6219588 | Factory |  | N/A |  | 7 | N/A | N/A | N/A | 0.13
Pipe Fittings | PF_HoldRite-Standard Clamp | 2 | 2" - Plastic - Polyproylene, Gray | Level 1 | FL1_PipeFittings | 6219596 | Factory |  | Plastic - Polyproylene, Gray |  | 2 | N/A | N/A | N/A | 0.09
Pipe Fittings | PF_HoldRite-Standard Clamp | 1 | 1" - Plastic - Polyproylene, Tan | Level 1 | FL1_PipeFittings | 6632848 | Site |  | Plastic - Polyproylene, Tan |  | 2 | N/A | N/A | N/A | 0.04
Pipe Fittings | PF_Outlet_Box-Ice_Maker1 | HR-IMA-P-0 2 | HR-IMA-P-0 2 | Level 1 | 133-TWSVP | 6219834 | Factory |  | N/A |  | 1 | N/A | N/A | N/A | 0.76
Pipe Fittings | PF_Pex A Barb | PEX-A Copper Barb 1/2" (No Flange) | PEX-A Copper Barb 1/2" (No Flange) | Level 1 | 119-TWSVP | 6219557 | Factory |  | N/A |  | 7 | N/A | N/A | N/A | 0.09
Pipe Fittings | PF_Pex A Barb | PEX-A Copper Barb 1" (No Flange) | PEX-A Copper Barb 1" (No Flange) | Level 1 | FL1_PipeFittings | 6632836 | Site |  | N/A |  | 1 | N/A | N/A | N/A | 0.15
Pipe Fittings | PF_Pex A Barb | PEX-A Copper Barb 3/4" (No Flange) | PEX-A Copper Barb 3/4" (No Flange) | Level 1 | FL1_PipeFittings | 6634470 | Site |  | N/A |  | 2 | N/A | N/A | N/A | 0.12
Pipe Fittings | PF_Pex FItting | Pex Clamp | Pex Clamp | Level 1 | FL1_PipeFittings | 6634476 | Site |  | N/A |  | 1 | N/A | N/A | N/A | 0.01
Pipe Fittings | PF_Pex FItting | Pex Clamp 3/4" | Pex Clamp 3/4" | Level 1 | FL1_PipeFittings | 6634477 | Site |  | N/A |  | 2 | N/A | N/A | N/A | 0.01
Pipe Fittings | PF_Pex Pipe | 1/2" Red | 1/2" Red | Level 1 | 119-TWSVP | 6219566 | Factory |  | N/A |  | 9 | N/A | N/A | N/A | 0.24
Pipe Fittings | PF_Pex Pipe | 1/2" Blue | 1/2" Blue | Level 1 | 119-TWSVP | 6219568 | Factory |  | N/A |  | 17 | N/A | N/A | N/A | 0.24
Pipe Fittings | PF_Pex Pipe | 1" Blue | 1" Blue | Level 1 | FL1_PipeFittings | 6632846 | Site |  | N/A |  | 1 | N/A | N/A | N/A | 0.8
Pipe Fittings | PF_Pex Pipe | 3/4" Blue | 3/4" Blue | Level 1 | FL1_PipeFittings | 6633093 | Site |  | N/A |  | 2 | N/A | N/A | N/A | 0.3
Pipe Fittings | PF_Pex Pipe | 3/4" Hot | 3/4" Hot | Level 1 | FL1_PipeFittings | 6634472 | Site |  | N/A |  | 1 | N/A | N/A | N/A | 1.62
Pipe Fittings | PF_PEX-A Barb Plug | Pex Plug - 1/2" | Pex Plug - 1/2" | Level 1 | FL1_PipeFittings | 6219571 | Factory |  | N/A |  | 16 | N/A | N/A | N/A | 0.01
Pipe Fittings | PF_PEX-A Barb Plug | Pex Plug - 1" | Pex Plug - 1" | Level 1 | FL1_PipeFittings | 6632840 | Site |  | N/A |  | 1 | N/A | N/A | N/A | 0.02
Pipe Fittings | PF_PEX-A Barb Plug | Pex Plug - 3/4" | Pex Plug - 3/4" | Level 1 | FL1_PipeFittings | 6633095 | Site |  | N/A |  | 3 | N/A | N/A | N/A | 0.01
Pipe Fittings | PF_PEX-A Sleeve | 1/2" PEX Sleeve | 1/2" PEX Sleeve | Level 1 | 119-TWSVP | 6219575 | Factory |  | N/A |  | 30 | N/A | N/A | N/A | 0.01
Pipe Fittings | PF_PEX-A Sleeve | 1" PEX Sleeve | 1" PEX Sleeve | Level 1 | FL1_PipeFittings | 6632838 | Site |  | N/A |  | 1 | N/A | N/A | N/A | 0.02
Pipe Fittings | PF_Reducer-Viega-PureFlow_Press-V5615-PxP-0_375in-2in | Standard | Standard | Level 1 | FL1_PipeFittings | 6633094 | Site |  | N/A |  | 1 | N/A | N/A | N/A | 0.03
Pipe Fittings | PF_Shower-Tub Valve1 | Posi-Temp(R) 1/2" Expansion Pex Connection (Shower) | Posi-Temp(R) 1/2" Expansion Pex Connection (Shower) | Level 1 | FL1_PipeFittings | 6220009 | Factory |  | N/A |  | 2 | N/A | N/A | N/A | 0.21
Pipe Fittings | PF_Shower-Tub Valve1 | Posi-Temp(R) 1/2" Expansion Pex Connection (Tub) 2 | Posi-Temp(R) 1/2" Expansion Pex Connection (Tub) 2 | Level 1 | FL1_PipeFittings | 6632891 | Factory |  | N/A |  | 1 | N/A | N/A | N/A | 0.21
Pipe Fittings | PF_Steel Elbow_90 | Steel Gas Elbow 90 - 1/2"D | Steel Gas Elbow 90 - 1/2"D - Steel - Black | Level 1 | 123-TWNP | 6219803 | Factory |  | Steel - Black |  | 1 | N/A | N/A | N/A | 0.09
Pipe Fittings | PF_Steel Elbow_90 | Steel Gas Elbow 90 - 3/4"D | Steel Gas Elbow 90 - 3/4"D - Steel - Black | Level 1 | FL1_PipeFittings | 6219962 | Factory |  | Steel - Black |  | 2 | N/A | N/A | N/A | 0.12
Pipe Fittings | PF_Steel Pipe | 1/2" D | 1/2" D | Level 1 | 123-TWNP | 6219797 | Factory |  | N/A |  | 2 | 2.75 | N/A | N/A | 0.21
Pipe Fittings | PF_Steel Pipe | 3/4" D | 3/4" D | Level 1 | FL1_PipeFittings | 6219960 | Factory |  | N/A |  | 4 | 12.86 | N/A | N/A | 0.49
Pipe Fittings | PF_Steel Pipe Cap | Steel Pipe Cap - 1/2" | Steel Pipe Cap - 1/2" | Level 1 | 123-TWNP | 6219805 | Factory |  | N/A |  | 2 | N/A | N/A | N/A | 0.02
Pipe Fittings | PF_Steel Pipe Cap | Steel Pipe Cap - 3/4" | Steel Pipe Cap - 3/4" | Level 1 | FL1_PipeFittings | 6219968 | Factory |  | N/A |  | 2 | N/A | N/A | N/A | 0.02
Pipe Fittings | PF_Tee_Equal_Reducing-Viega-PureFlow_Press-V5618-PxPxP-0_375in-2in | Standard | Standard | Level 1 | FL1_PipeFittings | 6632936 | Site |  | N/A |  | 15 | N/A | N/A | N/A | N/A
Pipe Fittings | PF_Tee_Equal_Reducing-Viega-PureFlow_Press-V5618-PxPxP-0_375in-2in1 | Standard 2 | Standard 2 | Level 1 | 133-TWSVP | 6219826 | Factory |  | N/A |  | 1 | N/A | N/A | N/A | N/A
Pipe Fittings | PF_Tee_OmegaFlex-TracPipe-AutoFlare | Standard | Standard | Level 1 | FL1_PipeFittings | 6645437 | Site |  | N/A |  | 1 | N/A | N/A | N/A | N/A
Pipes | Pipe Types | PT_Viega PureFlow PEX - V5002 - Blue Coil - Polymer Fittings | PT_Viega PureFlow PEX - V5002 - Blue Coil - Polymer Fittings - Plastic - Viega - Blue | Level 1 | FL1_Pipes | 6632925 | Site |  | Plastic - Viega - Blue |  | 40 | 189.09 | N/A | N/A | 1.53
Pipes | Pipe Types | PT_Viega PureFlow PEX - V5001 - Red Coil - Polymer Fittings | PT_Viega PureFlow PEX - V5001 - Red Coil - Polymer Fittings - Plastic - Viega - Red | Level 1 | FL1_Pipes | 6635289 | Site |  | Plastic - Viega - Red |  | 25 | 121.58 | N/A | N/A | 0.24
Pipes | Pipe Types | PT_CSST | PT_CSST - OmegaFlex - TracPipe | Level 1 | FL1_Pipes | 6645431 | Site |  | OmegaFlex - TracPipe |  | 2 | 14.43 | N/A | N/A | 0.85
Roofs | Basic Roof | 34 | 34 | Level 1 Top Plate | FL1 Top Plate_Roofs | 6529284 | Factory |  | N/A |  | 3 | N/A | N/A | N/A | 979.02
Rooms | Unknown Family | Unknown Type | SKU-232599 |  | FLUnknown_Rooms | 232599 |  |  | N/A |  | 169 | 1303.59 | N/A | N/A | N/A
Site | S_Stub Up | 2" D | 2" D | Level 1 | FL1_Site | 6618992 | Pre-Install |  | N/A |  | 8 | N/A | N/A | N/A | 0.28
Site | S_Stub Up | 3" D | 3" D | Level 1 | FL1_Site | 6623393 | Pre-Install |  | N/A |  | 2 | N/A | N/A | N/A | 0.44
Site | S_Tub Box | Tub Box | Tub Box | Level 1 | FL1_Site | 6618991 | Pre-Install |  | N/A |  | 2 | N/A | N/A | N/A | 2.82
Structural Columns | 2x4 Stud Full-Height Exterior Wall | 2x4 Full-Height Exterior Wall Stud | 2x4 Full-Height Exterior Wall Stud - SPF #1/#2 | Level 1 | 110-TWN | 280 | Factory |  | SPF #1/#2 | Trimmer | 4 | 34.04 | 0.12 | 0.29 | N/A
Structural Columns | 2x4 Stud Full-Height Interior Wall | 2x4 Full-Height Interior Wall Stud | 2x4 Full-Height Interior Wall Stud - SPF #1/#2 | Level 1 | 103-TWSV | 72 | Factory |  | SPF #1/#2 | Stud | 190 | 1668.44 | 0.12 | 0.29 | N/A
Structural Columns | 2x6 Stud Full-Height Interior Wall | 2x6 Full-Height Interior Wall Stud | 2x6 Full-Height Interior Wall Stud - SPF #1/#2 | Level 1 | 103-TWSV | 315 | Factory |  | SPF #1/#2 | FlatStud | 64 | 562 | 0.12 | 0.46 | N/A
Structural Columns | 2x8 Stud Full-Height Interior Wall | 2x8 Full-Height Interior Wall Stud | 2x8 Full-Height Interior Wall Stud - SPF #1/#2 | Level 1 | 118-TWSV | 338 | Factory |  | SPF #1/#2 | FlatStud | 1 | 8.78 | 0.12 | 0.6 | N/A
Structural Columns | SC_Stud_Pack | 2x4 | 2x4 - SPF #1/#2 | Level 1 | 104-TWN | 112 | Factory |  | SPF #1/#2 | Trimmer | 83 | 273.56 | 0.12 | 0.29 | N/A
Structural Columns | SC_Wood Framing | 2x4 | 2x4 - SPF #1/#2 | Level 1 | FL1_StructuralColumns | 6264271 | Site |  | SPF #1/#2 |  | 210 | N/A | N/A | N/A | N/A
Structural Columns | SC_Wood Framing | 2x6 | 2x6 - SPF #1/#2 | Level 1 | FL1_StructuralColumns | 6314646 | Site |  | SPF #1/#2 |  | 16 | N/A | N/A | N/A | N/A
Structural Connections | C_HTS20_3d_Cad_MULT_Prod | HTS20 | HTS20 |  | FLUnknown_StructuralConnections | 6590029 | Site |  | N/A |  | 2 | N/A | N/A | N/A | N/A
Structural Connections | C_LUS24_3d_Cad_MULT_Prod | LUS24 | LUS24 | Level 2 | FL2_StructuralConnections | 6596642 | Site |  | N/A |  | 22 | N/A | N/A | N/A | N/A
Structural Connections | C_LUS26_3d_Cad_MULT_Prod (1) | LUS26 | LUS26 | Level 1 Top Plate | FL1 Top Plate_StructuralConnections | 6591249 | Site |  | N/A |  | 2 | N/A | N/A | N/A | N/A
Structural Connections | SC_Anchor Bolt | 5/8" x 10" ANCHOR BOLT W/ 3"x3" PLATE | 5/8" x 10" ANCHOR BOLT W/ 3"x3" PLATE - Steel | Level 1 | FL1_StructuralConnections | 6631638 | Pre-Install |  | Steel |  | 45 | N/A | N/A | N/A | 0.17
Structural Connections | SC_Anchor Bolt | 5/8" x 10" ANCHOR BOLT W/ 3"x4-1/2" PLATE | 5/8" x 10" ANCHOR BOLT W/ 3"x4-1/2" PLATE - Steel | Level 1 | FL1_StructuralConnections | 6631672 | Pre-Install |  | Steel |  | 3 | N/A | N/A | N/A | 0.2
Structural Connections | SC_LTP4 | LTP4 | LTP4 | Level 1 | FL1_StructuralConnections | 6645552 | Site |  | N/A |  | 53 | N/A | N/A | N/A | N/A
Structural Connections | SC_MSTA36 | MSTA36 | MSTA36 | Level 1 | FL1_StructuralConnections | 6652716 | Site |  | N/A |  | 6 | N/A | N/A | N/A | 0.32
Structural Connections | SC_PSPN516Z | PSPN516Z | PSPN516Z | Level 1 | 123-TWNP | 6219789 | Factory |  | N/A |  | 5 | N/A | N/A | N/A | N/A
Structural Connections | SC_PSPN58Z | PSPN58Z | PSPN58Z | Level 1 | FL1_StructuralConnections | 6219976 | Factory |  | N/A |  | 1 | N/A | N/A | N/A | N/A
Structural Connections | SC_RBC | RBC | RBC | Level 2 | FL2_StructuralConnections | 6544949 | Site |  | N/A |  | 63 | N/A | N/A | N/A | N/A
Structural Framing | SF_Wood Framing | 2x4 Flat | 2x4 Flat | Level 1 | FL1_StructuralFraming | 6264286 | Site |  | N/A |  | 68 | N/A | N/A | N/A | N/A
Structural Framing | SF_Wood Framing | 3-1/2x9-1/2 SCL | 3-1/2x9-1/2 SCL | Level 1 | FL1_StructuralFraming | 6264289 | Site |  | N/A |  | 1 | N/A | N/A | N/A | N/A
Structural Framing | SF_Wood Framing | 3x4 Flat | 3x4 Flat | Level 1 | FL1_StructuralFraming | 6264301 | Site |  | N/A |  | 22 | N/A | N/A | N/A | N/A
Structural Framing | SF_Wood Framing | 4x4 | 4x4 | Level 1 | FL1_StructuralFraming | 6264801 | Site |  | N/A |  | 8 | N/A | N/A | N/A | N/A
Structural Framing | SF_Wood Framing | 4x8 | 4x8 | Level 1 | FL1_StructuralFraming | 6314145 | Site |  | N/A |  | 1 | N/A | N/A | N/A | N/A
Structural Framing | SF_Wood Framing | 4x6 | 4x6 | Level 1 | FL1_StructuralFraming | 6314370 | Site |  | N/A |  | 1 | N/A | N/A | N/A | N/A
Structural Framing | SF_Wood Framing | 2x6 Flat | 2x6 Flat | Level 1 | FL1_StructuralFraming | 6314650 | Site |  | N/A |  | 6 | N/A | N/A | N/A | N/A
Structural Framing | SF_Wood Framing | 3x6 Flat | 3x6 Flat | Level 1 | FL1_StructuralFraming | 6314668 | Site |  | N/A |  | 2 | N/A | N/A | N/A | N/A
Structural Framing | SF_Wood Framing | 4x10 | 4x10 | Level 1 | FL1_StructuralFraming | 6358744 | Site |  | N/A |  | 1 | N/A | N/A | N/A | N/A
Structural Framing | SF_Wood_Dimensional Lumber | 2x4 Standard | 2x4 Standard - SPF Standard | Level 1 | 103-TWSV | 502 | Factory |  | SPF Standard | Bottom Plate | 15 | 137.53 | 0.12 | 0.29 | N/A
Structural Framing | SF_Wood_Dimensional Lumber | 2x4 | 2x4 - SPF #1/#2 | Level 1 | 103-TWSV | 369 | Factory |  | SPF #1/#2 | Top Plate | 320 | 1012.97 | 0.12 | 0.29 | N/A
Structural Framing | SF_Wood_Dimensional Lumber | 3x4 | 3x4 - SPF Standard | Level 1 | 103-TWSV | 471 | Factory |  | SPF Standard | Nog | 29 | 36.91 | 0.21 | 0.29 | N/A
Structural Framing | SF_Wood_Dimensional Lumber | 2x6 PT | 2x6 PT - Pressure Treated SPF Standard | Level 1 | 105-TWNP | 537 | Factory |  | Pressure Treated SPF Standard | Nog | 5 | 35.55 | 0.12 | 0.46 | N/A
Structural Framing | SF_Wood_Dimensional Lumber | 2x6 | 2x6 - SPF #1/#2 | Level 1 | 105-TWNP | 461 | Factory |  | SPF #1/#2 | Nog | 7 | 52.53 | 0.12 | 0.46 | N/A
Structural Framing | SF_Wood_Dimensional Lumber | 2x4 PT | 2x4 PT - Pressure Treated SPF Standard | Level 1 | 104-TWN | 504 | Factory |  | Pressure Treated SPF Standard | Nog | 20 | 105.87 | 0.12 | 0.29 | N/A
Structural Framing | SF_Wood_Dimensional Lumber | 4x4 | 4x4 - DF #2 | Level 1 | 117-TWSV | 465 | Factory |  | DF #2 | Header | 1 | 3.42 | 0.29 | 0.29 | N/A
Structural Framing | SF_Wood_Dimensional Lumber | 2x6 Standard | 2x6 Standard - SPF Standard | Level 1 | 119-TWSVP | 539 | Factory |  | SPF Standard | Bottom Plate | 1 | 8.51 | 0.12 | 0.46 | N/A
Structural Framing | SF_Wood_Dimensional Lumber | G1 | G1 - SPF #1/#2 | Level 1 Top Plate | FL1 Top Plate_StructuralFraming | 6527854 | Site |  | SPF #1/#2 |  | 2 | 53.67 | 0.12 | 0.29 | N/A
Structural Framing | SF_Wood_Dimensional Lumber | A1 | A1 - SPF #1/#2 | Level 1 | FL1_StructuralFraming | 6527866 | Site |  | SPF #1/#2 |  | 69 | 972.42 | 0.12 | 0.29 | N/A
Structural Framing | SF_Wood_Dimensional Lumber | A2 | A2 - SPF #1/#2 | Level 1 | FL1_StructuralFraming | 6527870 | Site |  | SPF #1/#2 |  | 15 | 294.03 | 0.12 | 0.29 | N/A
Structural Framing | SF_Wood_Dimensional Lumber | J1 | J1 - SPF #1/#2 | Level 1 | FL1_StructuralFraming | 6527895 | Site |  | SPF #1/#2 |  | 10 | 41.05 | 0.12 | 0.29 | N/A
Structural Framing | SF_Wood_Dimensional Lumber | J2 | J2 - SPF #1/#2 | Level 1 | FL1_StructuralFraming | 6527898 | Site |  | SPF #1/#2 |  | 22 | 87.26 | 0.12 | 0.29 | N/A
Structural Framing | SF_Wood_Dimensional Lumber | H1 | H1 - SPF #1/#2 | Level 1 | FL1_StructuralFraming | 6532658 | Site |  | SPF #1/#2 |  | 4 | 28.28 | 0.12 | 0.29 | N/A
Structural Framing | SF_Wood_Dimensional Lumber | B2 | B2 - SPF #1/#2 | Level 1 | FL1_StructuralFraming | 6535303 | Site |  | SPF #1/#2 |  | 1 | 9.33 | 0.12 | 0.29 | N/A
Structural Framing | SF_Wood_Dimensional Lumber | G2 | G2 - SPF #1/#2 | Level 1 | FL1_StructuralFraming | 6544121 | Site |  | SPF #1/#2 |  | 1 | 9.33 | 0.12 | 0.29 | N/A
Structural Framing | SF_Wood_Dimensional Lumber | 3x4 PT | 3x4 PT - Pressure Treated SPF Standard | Level 1 | 2 | 2 | Pre-Install |  | Pressure Treated SPF Standard | Leveling Plate | 16 | 127.19 | 0.21 | 0.29 | N/A
Structural Framing | SF_Wood_Dimensional Lumber | 3x6 PT | 3x6 PT - Pressure Treated SPF Standard | Level 1 | 10 | 10 | Pre-Install |  | Pressure Treated SPF Standard | Leveling Plate | 1 | 8.51 | 0.21 | 0.46 | N/A
Structural Trusses | Simple Truss 3 | A1 | A1 |  | FLUnknown_StructuralTrusses | 6554656 |  |  | N/A |  | 22 | 297.01 | N/A | N/A | N/A
Structural Trusses | Simple Truss 3 | A2 | A2 |  | FLUnknown_StructuralTrusses | 6556842 |  |  | N/A |  | 10 | 135.01 | N/A | N/A | N/A
Structural Trusses | Simple Truss 3 | G1 | G1 |  | FLUnknown_StructuralTrusses | 6557229 |  |  | N/A |  | 4 | 54 | N/A | N/A | N/A
Structural Trusses | Simple Truss 3 | J2 | J2 |  | FLUnknown_StructuralTrusses | 6557346 |  |  | N/A |  | 44 | 82.04 | N/A | N/A | N/A
Structural Trusses | Simple Truss 3 | J1 | J1 |  | FLUnknown_StructuralTrusses | 6557941 |  |  | N/A |  | 16 | 14.81 | N/A | N/A | N/A
Structural Trusses | Simple Truss 3 | H1 | H1 |  | FLUnknown_StructuralTrusses | 6560772 |  |  | N/A |  | 8 | 22.29 | N/A | N/A | N/A
Structural Trusses | Simple Truss 3 | B2 | B2 |  | FLUnknown_StructuralTrusses | 6567720 |  |  | N/A |  | 2 | 9.04 | N/A | N/A | N/A
Structural Trusses | Simple Truss 3 | G2 | G2 |  | FLUnknown_StructuralTrusses | 6567827 |  |  | N/A |  | 2 | 9.19 | N/A | N/A | N/A
Walls | 2x6 Stud Full-Height Exterior Wall | 2x6 Full-Height Exterior Wall Stud | 2x6 Full-Height Exterior Wall Stud - Softwood, Lumber |  | FLUnknown_Walls | 6477007 | Site | No | Softwood, Lumber |  | 1 | 8.51 | N/A | N/A | 20.36
Walls | Basic Wall | 2x4 EXT (Gyp_WRB/Plaster) | 2x4 EXT (Gyp_WRB/Plaster) - Softwood, Lumber |  | FLUnknown_Walls | 6476943 | Site | No | Softwood, Lumber |  | 11 | 138.52 | N/A | N/A | 266.49
Walls | Basic Wall | 2x6 INT (Gyp_Gyp) | 2x6 INT (Gyp_Gyp) |  | FLUnknown_Walls | 6476947 | Site | No | N/A |  | 5 | 35.64 | N/A | N/A | 137.11
Walls | Basic Wall | 2x4 INT (Gyp_Gyp) | 2x4 INT (Gyp_Gyp) |  | FLUnknown_Walls | 6476948 | Site | No | N/A |  | 18 | 100.48 | N/A | N/A | 85.52
Walls | Basic Wall | 2x6 EXT (Gyp_WRB/Plaster) | 2x6 EXT (Gyp_WRB/Plaster) - Softwood, Lumber |  | FLUnknown_Walls | 6476999 | Site | No | Softwood, Lumber |  | 1 | 8.51 | N/A | N/A | 83.67
Walls | Basic Wall | 2x6 INT (Studs Only) | 2x6 INT (Studs Only) - Softwood, Lumber |  | FLUnknown_Walls | 6477009 | Site | No | Softwood, Lumber |  | 1 | 1.1 | N/A | N/A | 3.83
Walls | Curtain Wall | SHOWER ENCLOSURE | SHOWER ENCLOSURE |  | FLUnknown_Walls | 6477000 | Site | No | N/A |  | 1 | 4.38 | N/A | N/A | 27.42
Windows | DR_Slider Glass | 6080SGD | 6080SGD | Level 1 | 32 | 32 | Site |  | N/A |  | 1 | N/A | N/A | N/A | 63.33
Windows | WD_Fixed | 1616 FD | 1616 FD | Level 1 | 34 | 34 | Site |  | N/A |  | 6 | N/A | N/A | N/A | 7.49
Windows | WD_Fixed | 3010 FD | 3010 FD | Level 1 | 40 | 40 | Site |  | N/A |  | 2 | N/A | N/A | N/A | 10.1
Windows | WD_Slider | 5050SL | 5050SL | Level 1 | 28 | 28 | Site |  | N/A |  | 2 | N/A | N/A | N/A | 61.98
Windows | WD_Sliding | 8050 XO | 8050 XO | Level 1 | 33 | 33 | Site |  | N/A |  | 1 | N/A | N/A | N/A | 93.45
Windows | WD_Sliding | 5050 XO | 5050 XO | Level 1 | 42 | 42 | Site |  | N/A |  | 2 | N/A | N/A | N/A | 60.77
Windows | WD_Window | 3010 FG | 3010 FG | Level 1 | 22 | 22 | Site |  | N/A |  | 2 | N/A | N/A | N/A | 7.04
Windows | WD_Window | 1616 FG | 1616 FG | Level 1 | 24 | 24 | Site |  | N/A |  | 6 | N/A | N/A | N/A | 5.21
Windows | WD_XOX | 8050XOX | 8050XOX | Level 1 | 21 | 21 | Site |  | N/A |  | 1 | N/A | N/A | N/A | 55.19
Wire | Wire | 142 | Wire - 14/2 | Level 1 | FL1_Wire | Run_1 | Site |  | N/A |  | 141 | 2284.29 | N/A | N/A | N/A

## Itemized BOM
﻿Category | Family Name | Family Type | SKU | Level | Panel Name | ID | Phase Created | Shear Wall | Material | Piece Type | Length (in) | Width (in) | Height (in) | Area (sq in) | Device-A | Device-B | Device-C | Device-D | Device-E | Device-Box
<Area Boundary> | Unknown Family | Unknown Type | SKU-6476092 |  | FLUnknown_<AreaBoundary> | 6476092 |  |  | N/A |  | 94 | N/A | N/A | N/A
<Area Boundary> | Unknown Family | Unknown Type | SKU-6476093 |  | FLUnknown_<AreaBoundary> | 6476093 |  |  | N/A |  | 177.5 | N/A | N/A | N/A
<Area Boundary> | Unknown Family | Unknown Type | SKU-6476094 |  | FLUnknown_<AreaBoundary> | 6476094 |  |  | N/A |  | 830.5 | N/A | N/A | N/A
<Area Boundary> | Unknown Family | Unknown Type | SKU-6476095 |  | FLUnknown_<AreaBoundary> | 6476095 |  |  | N/A |  | 237.5 | N/A | N/A | N/A
<Area Boundary> | Unknown Family | Unknown Type | SKU-6476096 |  | FLUnknown_<AreaBoundary> | 6476096 |  |  | N/A |  | 180 | N/A | N/A | N/A
<Area Boundary> | Unknown Family | Unknown Type | SKU-6476097 |  | FLUnknown_<AreaBoundary> | 6476097 |  |  | N/A |  | 237 | N/A | N/A | N/A
<Area Boundary> | Unknown Family | Unknown Type | SKU-6476100 |  | FLUnknown_<AreaBoundary> | 6476100 |  |  | N/A |  | 180 | N/A | N/A | N/A
<Area Boundary> | Unknown Family | Unknown Type | SKU-6476101 |  | FLUnknown_<AreaBoundary> | 6476101 |  |  | N/A |  | 96 | N/A | N/A | N/A
<Area Boundary> | Unknown Family | Unknown Type | SKU-6476102 |  | FLUnknown_<AreaBoundary> | 6476102 |  |  | N/A |  | 177.5 | N/A | N/A | N/A
<Area Boundary> | Unknown Family | Unknown Type | SKU-6476103 |  | FLUnknown_<AreaBoundary> | 6476103 |  |  | N/A |  | 830.5 | N/A | N/A | N/A
<Area Boundary> | Unknown Family | Unknown Type | SKU-6476104 |  | FLUnknown_<AreaBoundary> | 6476104 |  |  | N/A |  | 233.5 | N/A | N/A | N/A
<Area Boundary> | Unknown Family | Unknown Type | SKU-6476105 |  | FLUnknown_<AreaBoundary> | 6476105 |  |  | N/A |  | 233 | N/A | N/A | N/A
<Area Boundary> | Unknown Family | Unknown Type | SKU-6476108 |  | FLUnknown_<AreaBoundary> | 6476108 |  |  | N/A |  | 96 | N/A | N/A | N/A
<Area Boundary> | Unknown Family | Unknown Type | SKU-6476109 |  | FLUnknown_<AreaBoundary> | 6476109 |  |  | N/A |  | 177.5 | N/A | N/A | N/A
<Area Boundary> | Unknown Family | Unknown Type | SKU-6476110 |  | FLUnknown_<AreaBoundary> | 6476110 |  |  | N/A |  | 830.5 | N/A | N/A | N/A
<Area Boundary> | Unknown Family | Unknown Type | SKU-6476111 |  | FLUnknown_<AreaBoundary> | 6476111 |  |  | N/A |  | 233.5 | N/A | N/A | N/A
<Area Boundary> | Unknown Family | Unknown Type | SKU-6476112 |  | FLUnknown_<AreaBoundary> | 6476112 |  |  | N/A |  | 233 | N/A | N/A | N/A
<Area Boundary> | Unknown Family | Unknown Type | SKU-6476113 |  | FLUnknown_<AreaBoundary> | 6476113 |  |  | N/A |  | 180 | N/A | N/A | N/A
<Area Boundary> | Unknown Family | Unknown Type | SKU-6476117 |  | FLUnknown_<AreaBoundary> | 6476117 |  |  | N/A |  | 567.5 | N/A | N/A | N/A
<Area Boundary> | Unknown Family | Unknown Type | SKU-6476118 |  | FLUnknown_<AreaBoundary> | 6476118 |  |  | N/A |  | 56 | N/A | N/A | N/A
<Area Boundary> | Unknown Family | Unknown Type | SKU-6476119 |  | FLUnknown_<AreaBoundary> | 6476119 |  |  | N/A |  | 72 | N/A | N/A | N/A
<Area Boundary> | Unknown Family | Unknown Type | SKU-6476120 |  | FLUnknown_<AreaBoundary> | 6476120 |  |  | N/A |  | 68.5 | N/A | N/A | N/A
<Area Boundary> | Unknown Family | Unknown Type | SKU-6476121 |  | FLUnknown_<AreaBoundary> | 6476121 |  |  | N/A |  | 156 | N/A | N/A | N/A
<Area Boundary> | Unknown Family | Unknown Type | SKU-6476122 |  | FLUnknown_<AreaBoundary> | 6476122 |  |  | N/A |  | 95 | N/A | N/A | N/A
<Area Boundary> | Unknown Family | Unknown Type | SKU-6476123 |  | FLUnknown_<AreaBoundary> | 6476123 |  |  | N/A |  | 156.5 | N/A | N/A | N/A
<Area Boundary> | Unknown Family | Unknown Type | SKU-6476124 |  | FLUnknown_<AreaBoundary> | 6476124 |  |  | N/A |  | 95 | N/A | N/A | N/A
<Area Boundary> | Unknown Family | Unknown Type | SKU-6476125 |  | FLUnknown_<AreaBoundary> | 6476125 |  |  | N/A |  | 531.5 | N/A | N/A | N/A
<Area Boundary> | Unknown Family | Unknown Type | SKU-6476126 |  | FLUnknown_<AreaBoundary> | 6476126 |  |  | N/A |  | 72.5 | N/A | N/A | N/A
<Area Boundary> | Unknown Family | Unknown Type | SKU-6476127 |  | FLUnknown_<AreaBoundary> | 6476127 |  |  | N/A |  | 233.5 | N/A | N/A | N/A
<Area Boundary> | Unknown Family | Unknown Type | SKU-6476128 |  | FLUnknown_<AreaBoundary> | 6476128 |  |  | N/A |  | 233 | N/A | N/A | N/A
<Area Boundary> | Unknown Family | Unknown Type | SKU-6476129 |  | FLUnknown_<AreaBoundary> | 6476129 |  |  | N/A |  | 830.5 | N/A | N/A | N/A
<Area Boundary> | Unknown Family | Unknown Type | SKU-6476130 |  | FLUnknown_<AreaBoundary> | 6476130 |  |  | N/A |  | 177.5 | N/A | N/A | N/A
<Area Boundary> | Unknown Family | Unknown Type | SKU-6476131 |  | FLUnknown_<AreaBoundary> | 6476131 |  |  | N/A |  | 96 | N/A | N/A | N/A
<Area Boundary> | Unknown Family | Unknown Type | SKU-6476132 |  | FLUnknown_<AreaBoundary> | 6476132 |  |  | N/A |  | 180 | N/A | N/A | N/A
<Area Boundary> | Unknown Family | Unknown Type | SKU-6476135 |  | FLUnknown_<AreaBoundary> | 6476135 |  |  | N/A |  | 687.5 | N/A | N/A | N/A
<Area Boundary> | Unknown Family | Unknown Type | SKU-6476136 |  | FLUnknown_<AreaBoundary> | 6476136 |  |  | N/A |  | 180 | N/A | N/A | N/A
<Area Boundary> | Unknown Family | Unknown Type | SKU-6476137 |  | FLUnknown_<AreaBoundary> | 6476137 |  |  | N/A |  | 96 | N/A | N/A | N/A
<Area Boundary> | Unknown Family | Unknown Type | SKU-6476138 |  | FLUnknown_<AreaBoundary> | 6476138 |  |  | N/A |  | 177.5 | N/A | N/A | N/A
<Area Boundary> | Unknown Family | Unknown Type | SKU-6476139 |  | FLUnknown_<AreaBoundary> | 6476139 |  |  | N/A |  | 830.5 | N/A | N/A | N/A
<Area Boundary> | Unknown Family | Unknown Type | SKU-6476140 |  | FLUnknown_<AreaBoundary> | 6476140 |  |  | N/A |  | 233.5 | N/A | N/A | N/A
<Area Boundary> | Unknown Family | Unknown Type | SKU-6476141 |  | FLUnknown_<AreaBoundary> | 6476141 |  |  | N/A |  | 124.5 | N/A | N/A | N/A
<Area Boundary> | Unknown Family | Unknown Type | SKU-6476142 |  | FLUnknown_<AreaBoundary> | 6476142 |  |  | N/A |  | 204 | N/A | N/A | N/A
<Area Boundary> | Unknown Family | Unknown Type | SKU-6476143 |  | FLUnknown_<AreaBoundary> | 6476143 |  |  | N/A |  | 301 | N/A | N/A | N/A
<Area Boundary> | Unknown Family | Unknown Type | SKU-6476146 |  | FLUnknown_<AreaBoundary> | 6476146 |  |  | N/A |  | 47 | N/A | N/A | N/A
<Area Boundary> | Unknown Family | Unknown Type | SKU-6476147 |  | FLUnknown_<AreaBoundary> | 6476147 |  |  | N/A |  | 120 | N/A | N/A | N/A
<Area Boundary> | Unknown Family | Unknown Type | SKU-6476148 |  | FLUnknown_<AreaBoundary> | 6476148 |  |  | N/A |  | 155 | N/A | N/A | N/A
<Area Boundary> | Unknown Family | Unknown Type | SKU-6476149 |  | FLUnknown_<AreaBoundary> | 6476149 |  |  | N/A |  | 95.5 | N/A | N/A | N/A
<Area Boundary> | Unknown Family | Unknown Type | SKU-6476150 |  | FLUnknown_<AreaBoundary> | 6476150 |  |  | N/A |  | 579.5 | N/A | N/A | N/A
<Area Boundary> | Unknown Family | Unknown Type | SKU-6476151 |  | FLUnknown_<AreaBoundary> | 6476151 |  |  | N/A |  | 641.5 | N/A | N/A | N/A
<Area Boundary> | Unknown Family | Unknown Type | SKU-6476152 |  | FLUnknown_<AreaBoundary> | 6476152 |  |  | N/A |  | 120.5 | N/A | N/A | N/A
<Area Boundary> | Unknown Family | Unknown Type | SKU-6476153 |  | FLUnknown_<AreaBoundary> | 6476153 |  |  | N/A |  | 95 | N/A | N/A | N/A
<Area Boundary> | Unknown Family | Unknown Type | SKU-6476154 |  | FLUnknown_<AreaBoundary> | 6476154 |  |  | N/A |  | 156 | N/A | N/A | N/A
<Area Boundary> | Unknown Family | Unknown Type | SKU-6476155 |  | FLUnknown_<AreaBoundary> | 6476155 |  |  | N/A |  | 48 | N/A | N/A | N/A
<Area Boundary> | Unknown Family | Unknown Type | SKU-6476156 |  | FLUnknown_<AreaBoundary> | 6476156 |  |  | N/A |  | 108 | N/A | N/A | N/A
<Area Boundary> | Unknown Family | Unknown Type | SKU-6476521 |  | FLUnknown_<AreaBoundary> | 6476521 |  |  | N/A |  | 440.62 | N/A | N/A | N/A
<Area Boundary> | Unknown Family | Unknown Type | SKU-6476522 |  | FLUnknown_<AreaBoundary> | 6476522 |  |  | N/A |  | 320.63 | N/A | N/A | N/A
<Area Boundary> | Unknown Family | Unknown Type | SKU-6476523 |  | FLUnknown_<AreaBoundary> | 6476523 |  |  | N/A |  | 152.62 | N/A | N/A | N/A
<Area Boundary> | Unknown Family | Unknown Type | SKU-6476524 |  | FLUnknown_<AreaBoundary> | 6476524 |  |  | N/A |  | 12 | N/A | N/A | N/A
<Area Boundary> | Unknown Family | Unknown Type | SKU-6476525 |  | FLUnknown_<AreaBoundary> | 6476525 |  |  | N/A |  | 26.63 | N/A | N/A | N/A
<Area Boundary> | Unknown Family | Unknown Type | SKU-6476526 |  | FLUnknown_<AreaBoundary> | 6476526 |  |  | N/A |  | 54 | N/A | N/A | N/A
<Area Boundary> | Unknown Family | Unknown Type | SKU-6476527 |  | FLUnknown_<AreaBoundary> | 6476527 |  |  | N/A |  | 55.37 | N/A | N/A | N/A
<Area Boundary> | Unknown Family | Unknown Type | SKU-6476528 |  | FLUnknown_<AreaBoundary> | 6476528 |  |  | N/A |  | 54 | N/A | N/A | N/A
<Area Boundary> | Unknown Family | Unknown Type | SKU-6476529 |  | FLUnknown_<AreaBoundary> | 6476529 |  |  | N/A |  | 26.62 | N/A | N/A | N/A
<Area Boundary> | Unknown Family | Unknown Type | SKU-6476530 |  | FLUnknown_<AreaBoundary> | 6476530 |  |  | N/A |  | 104.06 | N/A | N/A | N/A
<Area Boundary> | Unknown Family | Unknown Type | SKU-6476531 |  | FLUnknown_<AreaBoundary> | 6476531 |  |  | N/A |  | 320.62 | N/A | N/A | N/A
<Area Boundary> | Unknown Family | Unknown Type | SKU-6476532 |  | FLUnknown_<AreaBoundary> | 6476532 |  |  | N/A |  | 128.56 | N/A | N/A | N/A
<Area Boundary> | Unknown Family | Unknown Type | SKU-6476533 |  | FLUnknown_<AreaBoundary> | 6476533 |  |  | N/A |  | 13 | N/A | N/A | N/A
<Area Boundary> | Unknown Family | Unknown Type | SKU-6476534 |  | FLUnknown_<AreaBoundary> | 6476534 |  |  | N/A |  | 55.37 | N/A | N/A | N/A
Ceilings | Compound Ceiling | GYP BD OVER 2X6 | GYP BD OVER 2X6 | Level 1 | FL1_Ceilings | 6477013 | Site |  | N/A |  | N/A | N/A | N/A | 54494.42
Ceilings | Compound Ceiling | GYP BD OVER 2X6 | GYP BD OVER 2X6 | Level 1 | FL1_Ceilings | 6477033 | Site |  | N/A |  | N/A | N/A | N/A | 9587.36
Ceilings | Compound Ceiling | GYP BD OVER 2X6 | GYP BD OVER 2X6 | Level 1 | FL1_Ceilings | 6477045 | Site |  | N/A |  | N/A | N/A | N/A | 5414.37
Ceilings | Compound Ceiling | GYP BD OVER 2X6 | GYP BD OVER 2X6 | Level 1 | FL1_Ceilings | 6477053 | Site |  | N/A |  | N/A | N/A | N/A | 2351.73
Ceilings | Compound Ceiling | GYP BD OVER 2X6 | GYP BD OVER 2X6 | Level 1 | FL1_Ceilings | 6477060 | Site |  | N/A |  | N/A | N/A | N/A | 666.25
Ceilings | Compound Ceiling | GYP BD OVER 2X6 | GYP BD OVER 2X6 | Level 1 | FL1_Ceilings | 6477067 | Site |  | N/A |  | N/A | N/A | N/A | 704
Ceilings | Compound Ceiling | GYP BD OVER 2X6 | GYP BD OVER 2X6 | Level 1 | FL1_Ceilings | 6477074 | Site |  | N/A |  | N/A | N/A | N/A | 3024
Ceilings | Compound Ceiling | GYP BD OVER 2X6 | GYP BD OVER 2X6 | Level 1 | FL1_Ceilings | 6477081 | Site |  | N/A |  | N/A | N/A | N/A | 17325
Ceilings | Compound Ceiling | GYP BD OVER 2X6 | GYP BD OVER 2X6 | Level 1 | FL1_Ceilings | 6477088 | Site |  | N/A |  | N/A | N/A | N/A | 5695.96
Ceilings | Compound Ceiling | GYP BD OVER 2X6 | GYP BD OVER 2X6 | Level 1 | FL1_Ceilings | 6477096 | Site |  | N/A |  | N/A | N/A | N/A | 2593.73
Ceilings | Compound Ceiling | GYP BD OVER 2X6 | GYP BD OVER 2X6 | Level 1 | FL1_Ceilings | 6477103 | Site |  | N/A |  | N/A | N/A | N/A | 960
Ceilings | Compound Ceiling | GYP BD OVER 2X6 | GYP BD OVER 2X6 | Level 1 | FL1_Ceilings | 6477110 | Site |  | N/A |  | N/A | N/A | N/A | 23954
Ceilings | Compound Ceiling | GYP BD OVER 2X6 | GYP BD OVER 2X6 | Level 1 | FL1_Ceilings | 6477174 | Site |  | N/A |  | N/A | N/A | N/A | 2155.73
Curtain Panels | System Panel | Shower Enclosure | Shower Enclosure - Glass | Level 1 | 59 | 59 | Site |  | Glass |  | N/A | 30 | 84 | 2520
Curtain Panels | System Panel | Shower Enclosure | Shower Enclosure - Glass | Level 1 | FL1_CurtainPanels | 6477001 | Site |  | Glass |  | N/A | 2 | 84 | 168
Curtain Panels | System Panel | Shower Enclosure | Shower Enclosure - Glass | Level 1 | FL1_CurtainPanels | 6477005 | Site |  | Glass |  | N/A | 15 | 84 | 1260
Doors | DR_Closet1 | 6068 BP | 6068 BP | Level 1 | 56 | 56 | Site |  | N/A |  | N/A | N/A | N/A | N/A
Doors | DR_Double1 | 5068 | 5068 | Level 1 | 57 | 57 | Site |  | N/A |  | N/A | N/A | N/A | N/A
Doors | DR_Double-Sliding | 6080 SGD (TEMP) | 6080 SGD (TEMP) - Clad - White | Level 1 | 58 | 58 | Site |  | Clad - White |  | N/A | N/A | N/A | 8127.87
Doors | DR_Opening | 36" x 102" | 36" x 102" | Level 1 | 46 | 46 | Site |  | N/A |  | N/A | N/A | N/A | N/A
Doors | DR_Opening | 52" x 108" | 52" x 108" | Level 1 | 60 | 60 | Site |  | N/A |  | N/A | N/A | N/A | N/A
Doors | DR_Single1 | 28682 | 28682 | Level 1 | 47 | 47 | Site |  | N/A |  | N/A | N/A | N/A | 2982.25
Doors | DR_Single1 | 28682 | 28682 | Level 1 | 48 | 48 | Site |  | N/A |  | N/A | N/A | N/A | 2982.25
Doors | DR_Single1 | 2068 | 2068 | Level 1 | 49 | 49 | Site |  | N/A |  | N/A | N/A | N/A | 2862.25
Doors | DR_Single1 | 28682 | 28682 | Level 1 | 50 | 50 | Site |  | N/A |  | N/A | N/A | N/A | 2982.25
Doors | DR_Single1 | 2668 | 2668 | Level 1 | 51 | 51 | Site |  | N/A |  | N/A | N/A | N/A | 2952.25
Doors | DR_Single1 | 3080 SC | 3080 SC | Level 1 | 52 | 52 | Site |  | N/A |  | N/A | N/A | N/A | 3551.13
Doors | DR_Single1 | 28682 | 28682 | Level 1 | 53 | 53 | Site |  | N/A |  | N/A | N/A | N/A | 2982.25
Doors | DR_Single1 | 28682 | 28682 | Level 1 | 54 | 54 | Site |  | N/A |  | N/A | N/A | N/A | 2982.25
Doors | DR_Single1 | 2068 | 2068 | Level 1 | 55 | 55 | Site |  | N/A |  | N/A | N/A | N/A | 2862.25
Electrical Equipment | EE_Electrical Panel FB | SC40M200S Square D 200-Amp Pan | SC40M200S Square D 200-Amp Pan | Level 1 | 4 | 4 | Factory |  | N/A |  | N/A | N/A | N/A | 1022.45
Electrical Fixtures | EF_1-Gang Switch WB1 | 1-Gang Doorbell Chime | 1-Gang Doorbell Chime - Steel, Galvanized | Level 1 | 401 | 401 | Site |  | Steel, Galvanized |  | N/A | N/A | N/A | 24.8
Electrical Fixtures | EF_1-Gang Switch WB2 | 1-Gang Door Bell 2 | 1-Gang Door Bell 2 - Steel, Galvanized | Level 1 | 366 | 366 | Site |  | Steel, Galvanized |  | N/A | N/A | N/A | 24.8
Electrical Fixtures | EF_1-Gang Switch WB2 | 1-Gang Switch 2 | 1-Gang Switch 2 - Steel, Galvanized | Level 1 | 368 | 368 | Site |  | Steel, Galvanized |  | N/A | N/A | N/A | 24.8
Electrical Fixtures | EF_1-Gang Switch WB2 | 1-Gang Switch 2 | 1-Gang Switch 2 - Steel, Galvanized | Level 1 | 369 | 369 | Site |  | Steel, Galvanized |  | N/A | N/A | N/A | 24.8
Electrical Fixtures | EF_1-Gang Switch WB2 | 1-Gang Switch 2 | 1-Gang Switch 2 - Steel, Galvanized | Level 1 | 376 | 376 | Site |  | Steel, Galvanized |  | N/A | N/A | N/A | 24.8
Electrical Fixtures | EF_1-Gang Switch WB2 | 1-Gang Switch 2 | 1-Gang Switch 2 - Steel, Galvanized | Level 1 | 381 | 381 | Site |  | Steel, Galvanized |  | N/A | N/A | N/A | 24.8
Electrical Fixtures | EF_1-Gang Switch WB2 | 1-Gang Switch Photocell 2 | 1-Gang Switch Photocell 2 - Steel, Galvanized | Level 1 | 393 | 393 | Site |  | Steel, Galvanized |  | N/A | N/A | N/A | 24.8
Electrical Fixtures | EF_1-Gang Switch WB2 | 1-Gang Switch 2 | 1-Gang Switch 2 - Steel, Galvanized | Level 1 | 400 | 400 | Site |  | Steel, Galvanized |  | N/A | N/A | N/A | 24.8
Electrical Fixtures | EF_2-Gang Switch WB | 2-Gang Switch | 2-Gang Switch - Steel, Galvanized | Level 1 | 370 | 370 | Site |  | Steel, Galvanized |  | N/A | N/A | N/A | 37.6
Electrical Fixtures | EF_2-Gang Switch WB | 2-Gang Switch | 2-Gang Switch - Steel, Galvanized | Level 1 | 371 | 371 | Site |  | Steel, Galvanized |  | N/A | N/A | N/A | 37.6
Electrical Fixtures | EF_2-Gang Switch WB | 2-Gang Switch | 2-Gang Switch - Steel, Galvanized | Level 1 | 372 | 372 | Site |  | Steel, Galvanized |  | N/A | N/A | N/A | 37.6
Electrical Fixtures | EF_2-Gang Switch WB | 2-Gang Switch | 2-Gang Switch - Steel, Galvanized | Level 1 | 373 | 373 | Site |  | Steel, Galvanized |  | N/A | N/A | N/A | 37.6
Electrical Fixtures | EF_2-Gang Switch WB | 2-Gang Switch | 2-Gang Switch - Steel, Galvanized | Level 1 | 377 | 377 | Site |  | Steel, Galvanized |  | N/A | N/A | N/A | 37.6
Electrical Fixtures | EF_2-Gang Switch WB | 2-Gang Switch | 2-Gang Switch - Steel, Galvanized | Level 1 | 378 | 378 | Site |  | Steel, Galvanized |  | N/A | N/A | N/A | 37.6
Electrical Fixtures | EF_2-Gang Switch WB | 2-Gang Switch | 2-Gang Switch - Steel, Galvanized | Level 1 | 380 | 380 | Site |  | Steel, Galvanized |  | N/A | N/A | N/A | 37.6
Electrical Fixtures | EF_2-Gang Switch WB | 2-Gang Switch | 2-Gang Switch - Steel, Galvanized | Level 1 Top Plate | 398 | 398 | Site |  | Steel, Galvanized |  | N/A | N/A | N/A | 37.6
Electrical Fixtures | EF_3-Gang Switch WB | 3-Gang Switch | 3-Gang Switch - Steel, Galvanized | Level 1 | 374 | 374 | Site |  | Steel, Galvanized |  | N/A | N/A | N/A | 48
Electrical Fixtures | EF_AC Disconnect Surface Mounted WB1 | AC Disconnect 2 | AC Disconnect 2 - Steel, Galvanized | Level 1 | 395 | 395 | Site |  | Steel, Galvanized |  | N/A | N/A | N/A | 63.83
Electrical Fixtures | EF_AC Disconnect Surface Mounted WB1 | AC Disconnect 2 | AC Disconnect 2 - Steel, Galvanized | Level 1 Top Plate | 396 | 396 | Site |  | Steel, Galvanized |  | N/A | N/A | N/A | 63.83
Electrical Fixtures | EF_Exhaust Fan FB1 | Exhaust Fan 2 | Exhaust Fan 2 |  | 358 | 358 | Site |  | N/A |  | N/A | N/A | N/A | 218.81
Electrical Fixtures | EF_Exhaust Fan FB1 | Exhaust Fan 2 | Exhaust Fan 2 |  | 359 | 359 | Site |  | N/A |  | N/A | N/A | N/A | 218.81
Electrical Fixtures | EF_Exhaust Fan FB1 | Exhaust Fan 2 | Exhaust Fan 2 |  | 360 | 360 | Site |  | N/A |  | N/A | N/A | N/A | 218.81
Electrical Fixtures | EF_Exhaust Fan FB1 | Exhaust Fan 2 | Exhaust Fan 2 |  | 361 | 361 | Site |  | N/A |  | N/A | N/A | N/A | 218.81
Electrical Fixtures | EF_Exhaust Fan FB1 | Exhaust Fan 2 | Exhaust Fan 2 |  | 399 | 399 | Site |  | N/A |  | N/A | N/A | N/A | 218.81
Electrical Fixtures | EF_J Box WB | J-Box | J-Box - Steel, Galvanized | Level 1 | 394 | 394 | Site |  | Steel, Galvanized |  | N/A | N/A | N/A | 54.96 | Receptacle: Leviton T5632W |  |  |  |  | EZ21SBZ-ADJ
Electrical Fixtures | EF_J Box WB | J-Box | J-Box - Steel, Galvanized | Level 1 | 438 | 438 | Factory |  | Steel, Galvanized |  | N/A | N/A | N/A | 54.96 | Receptacle: Leviton T5632W |  |  |  |  | EZ21SBZ-ADJ
Electrical Fixtures | EF_J-Box Square Surface Mounted FB | J-box Array | J-box Array | Level 1 Top Plate | 428 | 428 | Site |  | N/A |  | N/A | N/A | N/A | 44.36
Electrical Fixtures | EF_J-Box Square Surface Mounted FB | J-box Array | J-box Array | Level 1 Top Plate | 429 | 429 | Site |  | N/A |  | N/A | N/A | N/A | 44.36
Electrical Fixtures | EF_J-Box Square Surface Mounted FB | J-box Array | J-box Array | Level 1 Top Plate | 430 | 430 | Site |  | N/A |  | N/A | N/A | N/A | 44.36
Electrical Fixtures | EF_J-Box Square Surface Mounted FB | J-box Array | J-box Array | Level 1 Top Plate | 431 | 431 | Site |  | N/A |  | N/A | N/A | N/A | 44.36
Electrical Fixtures | EF_J-Box Square Surface Mounted FB | J-box Array | J-box Array | Level 1 Top Plate | 432 | 432 | Site |  | N/A |  | N/A | N/A | N/A | 44.36
Electrical Fixtures | EF_J-Box Square Surface Mounted FB | J-box Array | J-box Array | Level 1 Top Plate | 433 | 433 | Site |  | N/A |  | N/A | N/A | N/A | 44.36
Electrical Fixtures | EF_J-Box Square Surface Mounted FB | J-box Array | J-box Array | Level 1 Top Plate | 434 | 434 | Site |  | N/A |  | N/A | N/A | N/A | 44.36
Electrical Fixtures | EF_J-Box Square Surface Mounted FB | J-box Array | J-box Array | Level 1 Top Plate | 435 | 435 | Site |  | N/A |  | N/A | N/A | N/A | 44.36
Electrical Fixtures | EF_J-Box Square Surface Mounted FB | J-box Array | J-box Array | Level 1 Top Plate | 436 | 436 | Site |  | N/A |  | N/A | N/A | N/A | 44.36
Electrical Fixtures | EF_J-Box Square Surface Mounted FB | J-box Array | J-box Array | Level 1 Top Plate | 437 | 437 | Site |  | N/A |  | N/A | N/A | N/A | 44.36
Electrical Fixtures | EF_J-Box Square Surface Mounted FB | J-box Array | J-box Array | Level 1 Top Plate | 439 | 439 | Site |  | N/A |  | N/A | N/A | N/A | 44.36
Electrical Fixtures | EF_Receptacle WB | 1-Gang Duplex Half Hot | 1-Gang Duplex Half Hot - Steel, Galvanized | Level 1 | 337 | 337 | Site |  | Steel, Galvanized |  | N/A | N/A | N/A | 50.75 | Receptacle (Half-Hot) |  |  |  |  | 1-Gang Box
Electrical Fixtures | EF_Receptacle WB | 1-Gang Duplex GFCI | 1-Gang Duplex GFCI - Steel, Galvanized | Level 1 | 340 | 340 | Site |  | Steel, Galvanized |  | N/A | N/A | N/A | 50.75 | Receptacle |  |  |  |  | 1-Gang Box
Electrical Fixtures | EF_Receptacle WB | 1-Gang Duplex | 1-Gang Duplex - Steel, Galvanized | Level 1 | 341 | 341 | Site |  | Steel, Galvanized |  | N/A | N/A | N/A | 50.75 | Receptacle |  |  |  |  | 1-Gang Box
Electrical Fixtures | EF_Receptacle WB | 1-Gang Duplex | 1-Gang Duplex - Steel, Galvanized | Level 1 | 342 | 342 | Site |  | Steel, Galvanized |  | N/A | N/A | N/A | 50.75 | Receptacle |  |  |  |  | 1-Gang Box
Electrical Fixtures | EF_Receptacle WB | 1-Gang Duplex | 1-Gang Duplex - Steel, Galvanized | Level 1 | 343 | 343 | Site |  | Steel, Galvanized |  | N/A | N/A | N/A | 50.75 | Receptacle |  |  |  |  | 1-Gang Box
Electrical Fixtures | EF_Receptacle WB | 1-Gang Duplex | 1-Gang Duplex - Steel, Galvanized | Level 1 | 344 | 344 | Site |  | Steel, Galvanized |  | N/A | N/A | N/A | 50.75 | Receptacle |  |  |  |  | 1-Gang Box
Electrical Fixtures | EF_Receptacle WB | 1-Gang Duplex | 1-Gang Duplex - Steel, Galvanized | Level 1 | 345 | 345 | Site |  | Steel, Galvanized |  | N/A | N/A | N/A | 50.75 | Receptacle |  |  |  |  | 1-Gang Box
Electrical Fixtures | EF_Receptacle WB | 1-Gang Duplex | 1-Gang Duplex - Steel, Galvanized | Level 1 | 346 | 346 | Site |  | Steel, Galvanized |  | N/A | N/A | N/A | 50.75 | Receptacle |  |  |  |  | 1-Gang Box
Electrical Fixtures | EF_Receptacle WB | 1-Gang Duplex | 1-Gang Duplex - Steel, Galvanized | Level 1 | 347 | 347 | Site |  | Steel, Galvanized |  | N/A | N/A | N/A | 50.75 | Receptacle |  |  |  |  | 1-Gang Box
Electrical Fixtures | EF_Receptacle WB | 1-Gang Duplex | 1-Gang Duplex - Steel, Galvanized | Level 1 | 348 | 348 | Site |  | Steel, Galvanized |  | N/A | N/A | N/A | 50.75 | Receptacle |  |  |  |  | 1-Gang Box
Electrical Fixtures | EF_Receptacle WB | 1-Gang Duplex | 1-Gang Duplex - Steel, Galvanized | Level 1 | 349 | 349 | Site |  | Steel, Galvanized |  | N/A | N/A | N/A | 50.75 | Receptacle |  |  |  |  | 1-Gang Box
Electrical Fixtures | EF_Receptacle WB | 1-Gang Duplex | 1-Gang Duplex - Steel, Galvanized | Level 1 | 350 | 350 | Site |  | Steel, Galvanized |  | N/A | N/A | N/A | 50.75 | Receptacle |  |  |  |  | 1-Gang Box
Electrical Fixtures | EF_Receptacle WB | 1-Gang Duplex | 1-Gang Duplex - Steel, Galvanized | Level 1 | 351 | 351 | Site |  | Steel, Galvanized |  | N/A | N/A | N/A | 50.75 | Receptacle |  |  |  |  | 1-Gang Box
Electrical Fixtures | EF_Receptacle WB | 1-Gang Duplex | 1-Gang Duplex - Steel, Galvanized | Level 1 | 352 | 352 | Site |  | Steel, Galvanized |  | N/A | N/A | N/A | 50.75 | Receptacle |  |  |  |  | 1-Gang Box
Electrical Fixtures | EF_Receptacle WB | 1-Gang Duplex | 1-Gang Duplex - Steel, Galvanized | Level 1 | 353 | 353 | Site |  | Steel, Galvanized |  | N/A | N/A | N/A | 50.75 | Receptacle |  |  |  |  | 1-Gang Box
Electrical Fixtures | EF_Receptacle WB | 1-Gang Duplex | 1-Gang Duplex - Steel, Galvanized | Level 1 | 354 | 354 | Site |  | Steel, Galvanized |  | N/A | N/A | N/A | 50.75 | Receptacle |  |  |  |  | 1-Gang Box
Electrical Fixtures | EF_Receptacle WB | 1-Gang Duplex | 1-Gang Duplex - Steel, Galvanized | Level 1 | 355 | 355 | Site |  | Steel, Galvanized |  | N/A | N/A | N/A | 50.75 | Receptacle |  |  |  |  | 1-Gang Box
Electrical Fixtures | EF_Receptacle WB | 1-Gang Duplex GFCI/WP | 1-Gang Duplex GFCI/WP - Steel, Galvanized | Level 1 | 356 | 356 | Site |  | Steel, Galvanized |  | N/A | N/A | N/A | 50.75 | Receptacle |  |  |  |  | 1-Gang Box
Electrical Fixtures | EF_Receptacle WB | 1-Gang Duplex GFCI | 1-Gang Duplex GFCI - Steel, Galvanized | Level 1 | 357 | 357 | Site |  | Steel, Galvanized |  | N/A | N/A | N/A | 50.75 | Receptacle |  |  |  |  | 1-Gang Box
Electrical Fixtures | EF_Receptacle WB | 2-Gang 220v | 2-Gang 220v - Steel, Galvanized | Level 1 | 362 | 362 | Site |  | Steel, Galvanized |  | N/A | N/A | N/A | 58.88 | Receptacle: Leviton T5632W |  |  |  |  | EZ21SBZ-ADJ
Electrical Fixtures | EF_Receptacle WB | 1-Gang Duplex GFCI/WP | 1-Gang Duplex GFCI/WP - Steel, Galvanized | Level 1 | 363 | 363 | Site |  | Steel, Galvanized |  | N/A | N/A | N/A | 50.75 | Receptacle |  |  |  |  | 1-Gang Box
Electrical Fixtures | EF_Receptacle WB | 1-Gang Duplex GFCI/WP | 1-Gang Duplex GFCI/WP - Steel, Galvanized | Level 1 | 364 | 364 | Site |  | Steel, Galvanized |  | N/A | N/A | N/A | 50.75 | Receptacle |  |  |  |  | 1-Gang Box
Electrical Fixtures | EF_Receptacle WB | 1-Gang Duplex GFCI/WP | 1-Gang Duplex GFCI/WP - Steel, Galvanized | Level 1 | 365 | 365 | Site |  | Steel, Galvanized |  | N/A | N/A | N/A | 50.75 | Receptacle |  |  |  |  | 1-Gang Box
Electrical Fixtures | EF_Receptacle WB | 1-Gang Doorbell XMFR | 1-Gang Doorbell XMFR - Steel, Galvanized | Level 1 | 367 | 367 | Site |  | Steel, Galvanized |  | N/A | N/A | N/A | 50.75 | [5 empty] | EZ21SBZ-ADJ
Electrical Fixtures | EF_Receptacle WB | 1-Gang Duplex | 1-Gang Duplex - Steel, Galvanized | Level 1 | 379 | 379 | Site |  | Steel, Galvanized |  | N/A | N/A | N/A | 50.75 | Receptacle |  |  |  |  | 1-Gang Box
Electrical Fixtures | EF_Receptacle WB | 1-Gang Duplex USB | 1-Gang Duplex USB - Steel, Galvanized | Level 1 | 382 | 382 | Site |  | Steel, Galvanized |  | N/A | N/A | N/A | 50.75 | Receptacle: Leviton T5632W |  |  |  |  | EZ21SBZ-ADJ
Electrical Fixtures | EF_Receptacle WB | 1-Gang Duplex GFCI | 1-Gang Duplex GFCI - Steel, Galvanized | Level 1 | 383 | 383 | Site |  | Steel, Galvanized |  | N/A | N/A | N/A | 50.75 | Receptacle |  |  |  |  | 1-Gang Box
Electrical Fixtures | EF_Receptacle WB | 1-Gang Duplex GFCI | 1-Gang Duplex GFCI - Steel, Galvanized | Level 1 | 384 | 384 | Site |  | Steel, Galvanized |  | N/A | N/A | N/A | 50.75 | Receptacle |  |  |  |  | 1-Gang Box
Electrical Fixtures | EF_Receptacle WB | 1-Gang Duplex GFCI | 1-Gang Duplex GFCI - Steel, Galvanized | Level 1 | 385 | 385 | Site |  | Steel, Galvanized |  | N/A | N/A | N/A | 50.75 | Receptacle |  |  |  |  | 1-Gang Box
Electrical Fixtures | EF_Receptacle WB | 1-Gang Duplex GFCI | 1-Gang Duplex GFCI - Steel, Galvanized | Level 1 | 386 | 386 | Site |  | Steel, Galvanized |  | N/A | N/A | N/A | 50.75 | Receptacle |  |  |  |  | 1-Gang Box
Electrical Fixtures | EF_Receptacle WB | 1-Gang Duplex | 1-Gang Duplex - Steel, Galvanized | Level 1 | 387 | 387 | Site |  | Steel, Galvanized |  | N/A | N/A | N/A | 50.75 | Receptacle |  |  |  |  | 1-Gang Box
Electrical Fixtures | EF_Receptacle WB | 1-Gang Duplex | 1-Gang Duplex - Steel, Galvanized | Level 1 | 388 | 388 | Site |  | Steel, Galvanized |  | N/A | N/A | N/A | 50.75 | Receptacle |  |  |  |  | 1-Gang Box
Electrical Fixtures | EF_Receptacle WB | 1-Gang Duplex | 1-Gang Duplex - Steel, Galvanized | Level 1 | 389 | 389 | Site |  | Steel, Galvanized |  | N/A | N/A | N/A | 50.75 | Receptacle |  |  |  |  | 1-Gang Box
Electrical Fixtures | EF_Receptacle WB | 1-Gang Duplex | 1-Gang Duplex - Steel, Galvanized | Level 1 | 390 | 390 | Site |  | Steel, Galvanized |  | N/A | N/A | N/A | 50.75 | Receptacle |  |  |  |  | 1-Gang Box
Electrical Fixtures | EF_Receptacle WB | 1-Gang Duplex GFCI | 1-Gang Duplex GFCI - Steel, Galvanized | Level 1 | 391 | 391 | Site |  | Steel, Galvanized |  | N/A | N/A | N/A | 50.75 | Receptacle |  |  |  |  | 1-Gang Box
Electrical Fixtures | EF_Receptacle WB | 2-Gang 220v | 2-Gang 220v - Steel, Galvanized | Level 1 | 392 | 392 | Site |  | Steel, Galvanized |  | N/A | N/A | N/A | 58.88 | Receptacle: Leviton T5632W |  |  |  |  | EZ21SBZ-ADJ
Electrical Fixtures | EF_Receptacle WB | 1-Gang Duplex | 1-Gang Duplex - Steel, Galvanized | Level 1 Top Plate | 397 | 397 | Site |  | Steel, Galvanized |  | N/A | N/A | N/A | 50.75 | Receptacle |  |  |  |  | 1-Gang Box
Fire Alarm Devices | Smoke/Carbon Monoxide Detector | Plain | Plain |  | 15 | 15 | Site |  | N/A |  | N/A | N/A | N/A | 58.3
Fire Alarm Devices | Smoke/Carbon Monoxide Detector | Plain | Plain |  | 16 | 16 | Site |  | N/A |  | N/A | N/A | N/A | 58.3
Fire Alarm Devices | Smoke/Carbon Monoxide Detector | Plain | Plain |  | 17 | 17 | Site |  | N/A |  | N/A | N/A | N/A | 58.3
Fire Alarm Devices | Smoke/Carbon Monoxide Detector | Plain | Plain |  | 18 | 18 | Site |  | N/A |  | N/A | N/A | N/A | 58.3
Floors | Floor | Structure - PT SLAB | Structure - PT SLAB | Level 1 | FL1_Floors | 6618912 | Existing | No | N/A |  | N/A | N/A | N/A | 142644
Floors | Floor | Site - Concrete | Site - Concrete | Level 1 | FL1_Floors | 6618927 | Existing | No | N/A |  | N/A | N/A | N/A | 2736
Floors | Floor | Site - Concrete | Site - Concrete | Level 1 | FL1_Floors | 6618934 | Existing | No | N/A |  | N/A | N/A | N/A | 8460
Generic Models | Attic Access | Attic Access | Attic Access | Level 1 | FL1_GenericModels | 6655989 | Site |  | N/A |  | N/A | N/A | N/A | 712
Generic Models | GM Wall Panel Breaks LB | 2x4 Wall Panel Break | 2x4 Wall Panel Break |  | FLUnknown_GenericModels | 6134841 | Factory | Yes | N/A |  | 240.06 | N/A | N/A | N/A
Generic Models | GM Wall Panel Breaks LB | 2x4 Wall Panel Break | 2x4 Wall Panel Break |  | FLUnknown_GenericModels | 6134950 | Factory | Yes | N/A |  | 80.56 | N/A | N/A | N/A
Generic Models | GM Wall Panel Breaks LB | 2x6 Wall Panel Break | 2x6 Wall Panel Break |  | FLUnknown_GenericModels | 6135152 | Factory | No | N/A |  | 43.84 | N/A | N/A | N/A
Generic Models | GM Wall Panel Breaks LB | 2x4 Wall Panel Break | 2x4 Wall Panel Break |  | FLUnknown_GenericModels | 6135349 | Factory | No | N/A |  | 82.19 | N/A | N/A | N/A
Generic Models | GM Wall Panel Breaks LB | 2x4 Wall Panel Break | 2x4 Wall Panel Break |  | FLUnknown_GenericModels | 6135541 | Factory | No | N/A |  | 27.85 | N/A | N/A | N/A
Generic Models | GM Wall Panel Breaks LB | 2x4 Wall Panel Break | 2x4 Wall Panel Break |  | FLUnknown_GenericModels | 6136259 | Factory | No | N/A |  | 132.06 | N/A | N/A | N/A
Generic Models | GM Wall Panel Breaks LB | 2x4 Wall Panel Break | 2x4 Wall Panel Break |  | FLUnknown_GenericModels | 6136616 | Factory | No | N/A |  | 69 | N/A | N/A | N/A
Generic Models | GM Wall Panel Breaks LB | 2x4 Wall Panel Break | 2x4 Wall Panel Break |  | FLUnknown_GenericModels | 6136886 | Factory | Yes | N/A |  | 135.5 | N/A | N/A | N/A
Generic Models | GM Wall Panel Breaks LB | 2x6 Wall Panel Break | 2x6 Wall Panel Break |  | FLUnknown_GenericModels | 6137241 | Factory | No | N/A |  | 163.06 | N/A | N/A | N/A
Generic Models | GM Wall Panel Breaks LB | 2x4 Wall Panel Break | 2x4 Wall Panel Break |  | FLUnknown_GenericModels | 6137853 | Factory | No | N/A |  | 33.5 | N/A | N/A | N/A
Generic Models | GM Wall Panel Breaks LB | 2x4 Wall Panel Break | 2x4 Wall Panel Break |  | FLUnknown_GenericModels | 6138211 | Factory | No | N/A |  | 25 | N/A | N/A | N/A
Generic Models | GM Wall Panel Breaks LB | 2x4 Wall Panel Break | 2x4 Wall Panel Break |  | FLUnknown_GenericModels | 6138682 | Factory | No | N/A |  | 11.56 | N/A | N/A | N/A
Generic Models | GM Wall Panel Breaks LB | 2x4 Wall Panel Break | 2x4 Wall Panel Break |  | FLUnknown_GenericModels | 6138939 | Factory | Yes | N/A |  | 149.06 | N/A | N/A | N/A
Generic Models | GM Wall Panel Breaks LB | 2x4 Wall Panel Break | 2x4 Wall Panel Break |  | FLUnknown_GenericModels | 6139192 | Factory | Yes | N/A |  | 8.56 | N/A | N/A | N/A
Generic Models | GM Wall Panel Breaks LB | 2x4 Wall Panel Break | 2x4 Wall Panel Break |  | FLUnknown_GenericModels | 6139404 | Factory | Yes | N/A |  | 112 | N/A | N/A | N/A
Generic Models | GM Wall Panel Breaks LB | 2x4 Wall Panel Break | 2x4 Wall Panel Break |  | FLUnknown_GenericModels | 6139668 | Factory | Yes | N/A |  | 54 | N/A | N/A | N/A
Generic Models | GM Wall Panel Breaks LB | 2x4 Wall Panel Break | 2x4 Wall Panel Break |  | FLUnknown_GenericModels | 6139996 | Factory | Yes | N/A |  | 51.88 | N/A | N/A | N/A
Generic Models | GM Wall Panel Breaks LB | 2x4 Wall Panel Break | 2x4 Wall Panel Break |  | FLUnknown_GenericModels | 6140240 | Factory | No | N/A |  | 115.56 | N/A | N/A | N/A
Generic Models | GM Wall Panel Breaks LB | 2x4 Wall Panel Break | 2x4 Wall Panel Break |  | FLUnknown_GenericModels | 6140528 | Factory | Yes | N/A |  | 161.5 | N/A | N/A | N/A
Generic Models | GM Wall Panel Breaks LB | 2x4 Wall Panel Break | 2x4 Wall Panel Break |  | FLUnknown_GenericModels | 6140834 | Factory | Yes | N/A |  | 147 | N/A | N/A | N/A
Generic Models | GM Wall Panel Breaks LB | 2x4 Wall Panel Break | 2x4 Wall Panel Break |  | FLUnknown_GenericModels | 6141071 | Factory | No | N/A |  | 33.06 | N/A | N/A | N/A
Generic Models | GM Wall Panel Breaks LB | 2x4 Wall Panel Break | 2x4 Wall Panel Break |  | FLUnknown_GenericModels | 6141072 | Factory | No | N/A |  | 26.56 | N/A | N/A | N/A
Generic Models | GM Wall Panel Breaks LB | 2x4 Wall Panel Break | 2x4 Wall Panel Break |  | FLUnknown_GenericModels | 6141439 | Factory | Yes | N/A |  | 145.63 | N/A | N/A | N/A
Generic Models | GM Wall Panel Breaks LB | 2x4 Wall Panel Break | 2x4 Wall Panel Break |  | FLUnknown_GenericModels | 6141859 | Factory | Yes | N/A |  | 8.5 | N/A | N/A | N/A
Generic Models | GM Wall Panel Breaks LB | 2x4 Wall Panel Break | 2x4 Wall Panel Break |  | FLUnknown_GenericModels | 6142120 | Factory | Yes | N/A |  | 54 | N/A | N/A | N/A
Generic Models | GM Wall Panel Breaks LB | 2x6 Wall Panel Break | 2x6 Wall Panel Break |  | FLUnknown_GenericModels | 6142492 | Factory | Yes | N/A |  | 102.1 | N/A | N/A | N/A
Generic Models | GM Wall Panel Breaks LB | 2x4 Wall Panel Break | 2x4 Wall Panel Break |  | FLUnknown_GenericModels | 6142763 | Factory | No | N/A |  | 20.06 | N/A | N/A | N/A
Generic Models | GM Wall Panel Breaks LB | 2x4 Wall Panel Break | 2x4 Wall Panel Break |  | FLUnknown_GenericModels | 6142958 | Factory | No | N/A |  | 102.06 | N/A | N/A | N/A
Generic Models | GM Wall Panel Breaks LB | 2x4 Wall Panel Break | 2x4 Wall Panel Break |  | FLUnknown_GenericModels | 6143572 | Factory | No | N/A |  | 150 | N/A | N/A | N/A
Generic Models | GM Wall Panel Breaks LB | 2x6 Wall Panel Break | 2x6 Wall Panel Break |  | FLUnknown_GenericModels | 6143823 | Factory | No | N/A |  | 77 | N/A | N/A | N/A
Generic Models | GM Wall Panel Breaks LB | 2x4 Wall Panel Break | 2x4 Wall Panel Break |  | FLUnknown_GenericModels | 6144106 | Factory | No | N/A |  | 39 | N/A | N/A | N/A
Generic Models | GM Wall Panel Breaks LB | 2x4 Wall Panel Break | 2x4 Wall Panel Break |  | FLUnknown_GenericModels | 6144343 | Factory | No | N/A |  | 102 | N/A | N/A | N/A
Generic Models | GM Wall Panel Breaks LB | 2x4 Wall Panel Break | 2x4 Wall Panel Break |  | FLUnknown_GenericModels | 6144624 | Factory | No | N/A |  | 41 | N/A | N/A | N/A
Generic Models | GM Wall Panel Breaks LB | 2x4 Wall Panel Break | 2x4 Wall Panel Break |  | FLUnknown_GenericModels | 6144932 | Factory | No | N/A |  | 28.5 | N/A | N/A | N/A
Generic Models | GM Wall Panel Breaks LB | 2x6 Wall Panel Break | 2x6 Wall Panel Break |  | FLUnknown_GenericModels | 6145418 | Factory | No | N/A |  | 132.56 | N/A | N/A | N/A
Generic Models | GM Wall Panel Breaks LB | 2x4 Wall Panel Break | 2x4 Wall Panel Break |  | FLUnknown_GenericModels | 6145895 | Factory | No | N/A |  | 127.06 | N/A | N/A | N/A
Generic Models | GM Wall Panel Breaks LB | 2x4 Wall Panel Break | 2x4 Wall Panel Break |  | FLUnknown_GenericModels | 6146217 | Factory | Yes | N/A |  | 126.97 | N/A | N/A | N/A
Generic Models | GM Wall Panel Breaks LB | 2x4 Wall Panel Break | 2x4 Wall Panel Break |  | FLUnknown_GenericModels | 6146586 | Factory | No | N/A |  | 86.5 | N/A | N/A | N/A
Generic Models | GM Wall Panel Breaks LB | 2x4 Wall Panel Break | 2x4 Wall Panel Break |  | FLUnknown_GenericModels | 6146982 | Factory | No | N/A |  | 14.06 | N/A | N/A | N/A
Generic Models | GM Wall Panel Breaks LB | 2x4 Wall Panel Break | 2x4 Wall Panel Break |  | FLUnknown_GenericModels | 6147537 | Factory | Yes | N/A |  | 52 | N/A | N/A | N/A
Generic Models | GM Wall Panel Breaks LB | 2x4 Wall Panel Break | 2x4 Wall Panel Break |  | FLUnknown_GenericModels | 6147896 | Factory | Yes | N/A |  | 174.94 | N/A | N/A | N/A
Generic Models | GM Wall Panel Breaks LB | 2x6 Wall Panel Break | 2x6 Wall Panel Break |  | FLUnknown_GenericModels | 6149608 | Factory | No | N/A |  | 9.75 | N/A | N/A | N/A
Generic Models | GM_Door Assembly | 608010 | 608010 | Level 1 | FL1_GenericModels | 6358736 | Site |  | N/A |  | N/A | N/A | N/A | N/A
Generic Models | GM_Hole Penetration | 3/4" D | 3/4" D | Level 1 | 119-TWSVP | 6219598 | Factory |  | N/A |  | N/A | N/A | N/A | 2.21
Generic Models | GM_Hole Penetration | 3/4" D | 3/4" D | Level 1 | 119-TWSVP | 6219599 | Factory |  | N/A |  | N/A | N/A | N/A | 2.21
Generic Models | GM_Hole Penetration | 3/4" D | 3/4" D | Level 1 | 119-TWSVP | 6219620 | Factory |  | N/A |  | N/A | N/A | N/A | 2.21
Generic Models | GM_Hole Penetration | 3/4" D | 3/4" D | Level 1 | 112-TWNP | 6219742 | Factory |  | N/A |  | N/A | N/A | N/A | 2.21
Generic Models | GM_Hole Penetration | 3/4" D | 3/4" D | Level 1 | 112-TWNP | 6219743 | Factory |  | N/A |  | N/A | N/A | N/A | 2.21
Generic Models | GM_Hole Penetration | 3/4" D | 3/4" D | Level 1 | 133-TWSVP | 6219864 | Factory |  | N/A |  | N/A | N/A | N/A | 2.21
Generic Models | GM_Hole Penetration | 3/4" D | 3/4" D | Level 1 | 133-TWSVP | 6219865 | Factory |  | N/A |  | N/A | N/A | N/A | 2.21
Generic Models | GM_Hole Penetration | 3/4" D | 3/4" D | Level 1 | FL1_GenericModels | 6220045 | Factory |  | N/A |  | N/A | N/A | N/A | 2.21
Generic Models | GM_Hole Penetration | 3/4" D | 3/4" D | Level 1 | FL1_GenericModels | 6220046 | Factory |  | N/A |  | N/A | N/A | N/A | 2.21
Generic Models | GM_Hole Penetration | 3/4" D | 3/4" D | Level 1 | 105-TWNP | 6220191 | Factory |  | N/A |  | N/A | N/A | N/A | 2.21
Generic Models | GM_Hole Penetration | 3/4" D | 3/4" D | Level 1 | 105-TWNP | 6220192 | Factory |  | N/A |  | N/A | N/A | N/A | 2.21
Generic Models | GM_Hole Penetration | 3/4" D | 3/4" D | Level 1 | 112-TWNP | 6220585 | Factory |  | N/A |  | N/A | N/A | N/A | 2.21
Generic Models | GM_Hole Penetration | 1-1/4" D | 1-1/4" D |  | FLUnknown_GenericModels | 6402126 | Factory |  | N/A |  | N/A | N/A | N/A | 7.12
Generic Models | GM_Hole Penetration | 1-1/4" D | 1-1/4" D |  | FLUnknown_GenericModels | 6402127 | Factory |  | N/A |  | N/A | N/A | N/A | 7.12
Generic Models | GM_Hole Penetration | 1-1/4" D | 1-1/4" D |  | FLUnknown_GenericModels | 6402132 | Factory |  | N/A |  | N/A | N/A | N/A | 7.12
Generic Models | GM_Hole Penetration | 1-1/4" D | 1-1/4" D |  | FLUnknown_GenericModels | 6402133 | Factory |  | N/A |  | N/A | N/A | N/A | 4.17
Generic Models | GM_Hole Penetration | 1-1/4" D | 1-1/4" D |  | FLUnknown_GenericModels | 6402135 | Factory |  | N/A |  | N/A | N/A | N/A | 7.12
Generic Models | GM_Hole Penetration | 1-1/4" D | 1-1/4" D |  | FLUnknown_GenericModels | 6402136 | Factory |  | N/A |  | N/A | N/A | N/A | 4.17
Generic Models | GM_Hole Penetration | 1-1/4" D | 1-1/4" D |  | FLUnknown_GenericModels | 6402144 | Factory |  | N/A |  | N/A | N/A | N/A | 7.12
Generic Models | GM_Hole Penetration | 1-1/4" D | 1-1/4" D |  | FLUnknown_GenericModels | 6402145 | Factory |  | N/A |  | N/A | N/A | N/A | 4.17
Generic Models | GM_Hole Penetration | 1-1/4" D | 1-1/4" D |  | FLUnknown_GenericModels | 6402147 | Factory |  | N/A |  | N/A | N/A | N/A | 7.12
Generic Models | GM_Hole Penetration | 1-1/4" D | 1-1/4" D |  | FLUnknown_GenericModels | 6402148 | Factory |  | N/A |  | N/A | N/A | N/A | 4.17
Generic Models | GM_Hole Penetration | 1-1/4" D | 1-1/4" D |  | FLUnknown_GenericModels | 6402150 | Factory |  | N/A |  | N/A | N/A | N/A | 7.12
Generic Models | GM_Hole Penetration | 1-1/4" D | 1-1/4" D |  | FLUnknown_GenericModels | 6402151 | Factory |  | N/A |  | N/A | N/A | N/A | 4.17
Generic Models | GM_Hole Penetration | 1-1/4" D | 1-1/4" D |  | FLUnknown_GenericModels | 6402162 | Factory |  | N/A |  | N/A | N/A | N/A | 7.12
Generic Models | GM_Hole Penetration | 1-1/4" D | 1-1/4" D |  | FLUnknown_GenericModels | 6402163 | Factory |  | N/A |  | N/A | N/A | N/A | 4.17
Generic Models | GM_Hole Penetration | 1-1/4" D | 1-1/4" D |  | FLUnknown_GenericModels | 6402168 | Factory |  | N/A |  | N/A | N/A | N/A | 7.12
Generic Models | GM_Hole Penetration | 1-1/4" D | 1-1/4" D |  | FLUnknown_GenericModels | 6402169 | Factory |  | N/A |  | N/A | N/A | N/A | 4.17
Generic Models | GM_Hole Penetration | 1-1/4" D | 1-1/4" D |  | FLUnknown_GenericModels | 6402171 | Factory |  | N/A |  | N/A | N/A | N/A | 7.12
Generic Models | GM_Hole Penetration | 1-1/4" D | 1-1/4" D |  | FLUnknown_GenericModels | 6402172 | Factory |  | N/A |  | N/A | N/A | N/A | 4.17
Generic Models | GM_Hole Penetration | 1-1/4" D | 1-1/4" D |  | FLUnknown_GenericModels | 6402177 | Factory |  | N/A |  | N/A | N/A | N/A | 7.12
Generic Models | GM_Hole Penetration | 1-1/4" D | 1-1/4" D |  | FLUnknown_GenericModels | 6402178 | Factory |  | N/A |  | N/A | N/A | N/A | 4.17
Generic Models | GM_Hole Penetration | 1-1/4" D | 1-1/4" D |  | FLUnknown_GenericModels | 6402180 | Factory |  | N/A |  | N/A | N/A | N/A | 7.12
Generic Models | GM_Hole Penetration | 1-1/4" D | 1-1/4" D |  | FLUnknown_GenericModels | 6402181 | Factory |  | N/A |  | N/A | N/A | N/A | 4.17
Generic Models | GM_Hole Penetration | 1-1/4" D | 1-1/4" D |  | FLUnknown_GenericModels | 6402183 | Factory |  | N/A |  | N/A | N/A | N/A | 7.12
Generic Models | GM_Hole Penetration | 1-1/4" D | 1-1/4" D |  | FLUnknown_GenericModels | 6402184 | Factory |  | N/A |  | N/A | N/A | N/A | 4.17
Generic Models | GM_Hole Penetration | 1-1/4" D | 1-1/4" D |  | FLUnknown_GenericModels | 6402189 | Factory |  | N/A |  | N/A | N/A | N/A | 7.12
Generic Models | GM_Hole Penetration | 1-1/4" D | 1-1/4" D |  | FLUnknown_GenericModels | 6402190 | Factory |  | N/A |  | N/A | N/A | N/A | 4.17
Generic Models | GM_Hole Penetration | 1-1/4" D | 1-1/4" D |  | FLUnknown_GenericModels | 6402198 | Factory |  | N/A |  | N/A | N/A | N/A | 7.12
Generic Models | GM_Hole Penetration | 1-1/4" D | 1-1/4" D |  | FLUnknown_GenericModels | 6402199 | Factory |  | N/A |  | N/A | N/A | N/A | 4.17
Generic Models | GM_Hole Penetration | 1-1/4" D | 1-1/4" D |  | FLUnknown_GenericModels | 6402204 | Factory |  | N/A |  | N/A | N/A | N/A | 7.12
Generic Models | GM_Hole Penetration | 1-1/4" D | 1-1/4" D |  | FLUnknown_GenericModels | 6402205 | Factory |  | N/A |  | N/A | N/A | N/A | 4.17
Generic Models | GM_Hole Penetration | 1-1/4" D | 1-1/4" D |  | FLUnknown_GenericModels | 6402210 | Factory |  | N/A |  | N/A | N/A | N/A | 7.12
Generic Models | GM_Hole Penetration | 1-1/4" D | 1-1/4" D |  | FLUnknown_GenericModels | 6402211 | Factory |  | N/A |  | N/A | N/A | N/A | 4.17
Generic Models | GM_Hole Penetration | 1-1/4" D | 1-1/4" D |  | FLUnknown_GenericModels | 6402216 | Factory |  | N/A |  | N/A | N/A | N/A | 7.12
Generic Models | GM_Hole Penetration | 1-1/4" D | 1-1/4" D |  | FLUnknown_GenericModels | 6402217 | Factory |  | N/A |  | N/A | N/A | N/A | 4.17
Generic Models | GM_Hole Penetration | 1-1/4" D | 1-1/4" D |  | FLUnknown_GenericModels | 6402219 | Factory |  | N/A |  | N/A | N/A | N/A | 7.12
Generic Models | GM_Hole Penetration | 1-1/4" D | 1-1/4" D |  | FLUnknown_GenericModels | 6402220 | Factory |  | N/A |  | N/A | N/A | N/A | 4.17
Generic Models | GM_Hole Penetration | 1-1/4" D | 1-1/4" D |  | FLUnknown_GenericModels | 6402225 | Factory |  | N/A |  | N/A | N/A | N/A | 7.12
Generic Models | GM_Hole Penetration | 1-1/4" D | 1-1/4" D |  | FLUnknown_GenericModels | 6402226 | Factory |  | N/A |  | N/A | N/A | N/A | 4.17
Generic Models | GM_Hole Penetration | 1-1/4" D | 1-1/4" D |  | FLUnknown_GenericModels | 6402231 | Factory |  | N/A |  | N/A | N/A | N/A | 7.12
Generic Models | GM_Hole Penetration | 1-1/4" D | 1-1/4" D |  | FLUnknown_GenericModels | 6402232 | Factory |  | N/A |  | N/A | N/A | N/A | 4.17
Generic Models | GM_Hole Penetration | 1-1/4" D | 1-1/4" D |  | FLUnknown_GenericModels | 6402237 | Factory |  | N/A |  | N/A | N/A | N/A | 7.12
Generic Models | GM_Hole Penetration | 1-1/4" D | 1-1/4" D |  | FLUnknown_GenericModels | 6402238 | Factory |  | N/A |  | N/A | N/A | N/A | 4.17
Generic Models | GM_Hole Penetration | 1-1/4" D | 1-1/4" D |  | FLUnknown_GenericModels | 6402240 | Factory |  | N/A |  | N/A | N/A | N/A | 7.12
Generic Models | GM_Hole Penetration | 1-1/4" D | 1-1/4" D |  | FLUnknown_GenericModels | 6402241 | Factory |  | N/A |  | N/A | N/A | N/A | 4.17
Generic Models | GM_Hole Penetration | 1-1/4" D | 1-1/4" D |  | FLUnknown_GenericModels | 6402246 | Factory |  | N/A |  | N/A | N/A | N/A | 7.12
Generic Models | GM_Hole Penetration | 1-1/4" D | 1-1/4" D |  | FLUnknown_GenericModels | 6402247 | Factory |  | N/A |  | N/A | N/A | N/A | 4.17
Generic Models | GM_Hole Penetration | 1-1/4" D | 1-1/4" D |  | FLUnknown_GenericModels | 6402249 | Factory |  | N/A |  | N/A | N/A | N/A | 7.12
Generic Models | GM_Hole Penetration | 1-1/4" D | 1-1/4" D |  | FLUnknown_GenericModels | 6402250 | Factory |  | N/A |  | N/A | N/A | N/A | 7.12
Generic Models | GM_Hole Penetration | 1-1/4" D | 1-1/4" D |  | FLUnknown_GenericModels | 6402252 | Factory |  | N/A |  | N/A | N/A | N/A | 7.12
Generic Models | GM_Hole Penetration | 1-1/4" D | 1-1/4" D |  | FLUnknown_GenericModels | 6402253 | Factory |  | N/A |  | N/A | N/A | N/A | 4.17
Generic Models | GM_Hole Penetration | 1-1/4" D | 1-1/4" D |  | FLUnknown_GenericModels | 6402255 | Factory |  | N/A |  | N/A | N/A | N/A | 7.12
Generic Models | GM_Hole Penetration | 1-1/4" D | 1-1/4" D |  | FLUnknown_GenericModels | 6402256 | Factory |  | N/A |  | N/A | N/A | N/A | 4.17
Generic Models | GM_Hole Penetration | 1-1/4" D | 1-1/4" D |  | FLUnknown_GenericModels | 6402258 | Factory |  | N/A |  | N/A | N/A | N/A | 7.12
Generic Models | GM_Hole Penetration | 1-1/4" D | 1-1/4" D |  | FLUnknown_GenericModels | 6402259 | Factory |  | N/A |  | N/A | N/A | N/A | 4.17
Generic Models | GM_Hole Penetration | 1-1/4" D | 1-1/4" D |  | FLUnknown_GenericModels | 6402261 | Factory |  | N/A |  | N/A | N/A | N/A | 7.12
Generic Models | GM_Hole Penetration | 1-1/4" D | 1-1/4" D |  | FLUnknown_GenericModels | 6402262 | Factory |  | N/A |  | N/A | N/A | N/A | 4.17
Generic Models | GM_Hole Penetration | 1-1/4" D | 1-1/4" D |  | FLUnknown_GenericModels | 6402264 | Factory |  | N/A |  | N/A | N/A | N/A | 7.12
Generic Models | GM_Hole Penetration | 1-1/4" D | 1-1/4" D |  | FLUnknown_GenericModels | 6402265 | Factory |  | N/A |  | N/A | N/A | N/A | 4.17
Generic Models | GM_Hole Penetration | 1-1/4" D | 1-1/4" D |  | FLUnknown_GenericModels | 6402288 | Factory |  | N/A |  | N/A | N/A | N/A | 7.12
Generic Models | GM_Hole Penetration | 1-1/4" D | 1-1/4" D |  | FLUnknown_GenericModels | 6402289 | Factory |  | N/A |  | N/A | N/A | N/A | 4.17
Generic Models | GM_Hole Penetration | 1-1/4" D | 1-1/4" D |  | FLUnknown_GenericModels | 6402291 | Factory |  | N/A |  | N/A | N/A | N/A | 7.12
Generic Models | GM_Hole Penetration | 1-1/4" D | 1-1/4" D |  | FLUnknown_GenericModels | 6402292 | Factory |  | N/A |  | N/A | N/A | N/A | 4.17
Generic Models | GM_Hole Penetration | 1-1/4" D | 1-1/4" D |  | FLUnknown_GenericModels | 6402294 | Factory |  | N/A |  | N/A | N/A | N/A | 7.12
Generic Models | GM_Hole Penetration | 1-1/4" D | 1-1/4" D |  | FLUnknown_GenericModels | 6402295 | Factory |  | N/A |  | N/A | N/A | N/A | 7.12
Generic Models | GM_Hole Penetration | 1-1/4" D | 1-1/4" D |  | FLUnknown_GenericModels | 6402297 | Factory |  | N/A |  | N/A | N/A | N/A | 7.12
Generic Models | GM_Hole Penetration | 1-1/4" D | 1-1/4" D |  | FLUnknown_GenericModels | 6402298 | Factory |  | N/A |  | N/A | N/A | N/A | 4.17
Generic Models | GM_Hole Penetration | 1-1/4" D | 1-1/4" D |  | FLUnknown_GenericModels | 6402300 | Factory |  | N/A |  | N/A | N/A | N/A | 7.12
Generic Models | GM_Hole Penetration | 1-1/4" D | 1-1/4" D |  | FLUnknown_GenericModels | 6402301 | Factory |  | N/A |  | N/A | N/A | N/A | 4.17
Generic Models | GM_Hole Penetration | 1-1/4" D | 1-1/4" D |  | FLUnknown_GenericModels | 6402303 | Factory |  | N/A |  | N/A | N/A | N/A | 7.12
Generic Models | GM_Hole Penetration | 1-1/4" D | 1-1/4" D |  | FLUnknown_GenericModels | 6402304 | Factory |  | N/A |  | N/A | N/A | N/A | 4.17
Generic Models | GM_Hole Penetration | 1-1/4" D | 1-1/4" D |  | FLUnknown_GenericModels | 6402306 | Factory |  | N/A |  | N/A | N/A | N/A | 7.12
Generic Models | GM_Hole Penetration | 1-1/4" D | 1-1/4" D |  | FLUnknown_GenericModels | 6402307 | Factory |  | N/A |  | N/A | N/A | N/A | 4.17
Generic Models | GM_Hole Penetration | 1-1/4" D | 1-1/4" D |  | FLUnknown_GenericModels | 6402318 | Factory |  | N/A |  | N/A | N/A | N/A | 7.12
Generic Models | GM_Hole Penetration | 1-1/4" D | 1-1/4" D |  | FLUnknown_GenericModels | 6402319 | Factory |  | N/A |  | N/A | N/A | N/A | 4.17
Generic Models | GM_Hole Penetration | 1-1/4" D | 1-1/4" D |  | FLUnknown_GenericModels | 6402321 | Factory |  | N/A |  | N/A | N/A | N/A | 7.12
Generic Models | GM_Hole Penetration | 1-1/4" D | 1-1/4" D |  | FLUnknown_GenericModels | 6402322 | Factory |  | N/A |  | N/A | N/A | N/A | 4.17
Generic Models | GM_Hole Penetration | 1-1/4" D | 1-1/4" D |  | 101-TWSV | 6479518 | Factory |  | N/A |  | N/A | N/A | N/A | 7.12
Generic Models | GM_Hole Penetration | 1-1/4" D | 1-1/4" D |  | 101-TWSV | 6479519 | Factory |  | N/A |  | N/A | N/A | N/A | 4.17
Generic Models | GM_Hole Penetration | 1-1/4" D | 1-1/4" D | Level 1 | 134-TWSV | 6511529 | Factory |  | N/A |  | N/A | N/A | N/A | 7.12
Generic Models | GM_Hole Penetration | 1-1/4" D | 1-1/4" D | Level 1 | 134-TWSV | 6511530 | Factory |  | N/A |  | N/A | N/A | N/A | 4.17
Generic Models | GM_Hole Penetration | 1-1/4" D | 1-1/4" D | Level 1 | 134-TWSV | 6511913 | Factory |  | N/A |  | N/A | N/A | N/A | 7.12
Generic Models | GM_Hole Penetration | 1-1/4" D | 1-1/4" D | Level 1 | 134-TWSV | 6511914 | Factory |  | N/A |  | N/A | N/A | N/A | 4.17
Generic Models | GM_Hole Penetration | 1-1/4" D | 1-1/4" D | Level 1 | 132-TWSV | 6512240 | Factory |  | N/A |  | N/A | N/A | N/A | 7.12
Generic Models | GM_Hole Penetration | 1-1/4" D | 1-1/4" D | Level 1 | 132-TWSV | 6512241 | Factory |  | N/A |  | N/A | N/A | N/A | 4.17
Generic Models | GM_Hole Penetration | 1-1/4" D | 1-1/4" D | Level 1 | 132-TWSV | 6512631 | Factory |  | N/A |  | N/A | N/A | N/A | 7.12
Generic Models | GM_Hole Penetration | 1-1/4" D | 1-1/4" D | Level 1 | 132-TWSV | 6512632 | Factory |  | N/A |  | N/A | N/A | N/A | 4.17
Generic Models | GM_Hole Penetration | 1-1/4" D | 1-1/4" D |  | 114-TWN | 6514302 | Factory |  | N/A |  | N/A | N/A | N/A | 7.12
Generic Models | GM_Hole Penetration | 1-1/4" D | 1-1/4" D |  | 114-TWN | 6514303 | Factory |  | N/A |  | N/A | N/A | N/A | 7.12
Generic Models | GM_Hole Penetration | 1-1/4" D | 1-1/4" D | Level 1 | 102-TWSV | 6515236 | Factory |  | N/A |  | N/A | N/A | N/A | 7.12
Generic Models | GM_Hole Penetration | 1-1/4" D | 1-1/4" D | Level 1 | 102-TWSV | 6515237 | Factory |  | N/A |  | N/A | N/A | N/A | 4.17
Generic Models | GM_Hole Penetration | 1-1/4" D | 1-1/4" D | Level 1 | 102-TWSV | 6515743 | Factory |  | N/A |  | N/A | N/A | N/A | 7.12
Generic Models | GM_Hole Penetration | 1-1/4" D | 1-1/4" D | Level 1 | 102-TWSV | 6515744 | Factory |  | N/A |  | N/A | N/A | N/A | 4.17
Generic Models | GM_Hole Penetration | 1-1/4" D | 1-1/4" D | Level 1 | 103-TWSV | 6516007 | Factory |  | N/A |  | N/A | N/A | N/A | 7.12
Generic Models | GM_Hole Penetration | 1-1/4" D | 1-1/4" D | Level 1 | 103-TWSV | 6516008 | Factory |  | N/A |  | N/A | N/A | N/A | 4.17
Generic Models | GM_Hole Penetration | 1-1/4" D | 1-1/4" D | Level 1 | 103-TWSV | 6516346 | Factory |  | N/A |  | N/A | N/A | N/A | 7.12
Generic Models | GM_Hole Penetration | 1-1/4" D | 1-1/4" D | Level 1 | 103-TWSV | 6516347 | Factory |  | N/A |  | N/A | N/A | N/A | 4.17
Generic Models | GM_Hole Penetration | 3/4" D | 3/4" D | Level 1 | FL1_GenericModels | 6632915 | Factory |  | N/A |  | N/A | N/A | N/A | 2.21
Generic Models | GM_Hole Penetration | 3/4" D | 3/4" D | Level 1 | FL1_GenericModels | 6632916 | Factory |  | N/A |  | N/A | N/A | N/A | 2.21
Generic Models | GM_Hole Penetration LB | 0-5/8" D | 0-5/8" D | Level 1 | 119-TWSVP | 6219554 | Factory |  | N/A |  | 0.5 | N/A | N/A | 0.8
Generic Models | GM_Hole Penetration LB | 0-5/8" D | 0-5/8" D | Level 1 | FL1_GenericModels | 6219563 | Factory |  | N/A |  | 0.5 | N/A | N/A | 0.8
Generic Models | GM_Hole Penetration LB | 2-11/16" D | 2-11/16" D | Level 1 | 119-TWSVP | 6219570 | Factory |  | N/A |  | 0.5 | N/A | N/A | 7.78
Generic Models | GM_Hole Penetration LB | 0-5/8" D | 0-5/8" D | Level 1 | 119-TWSVP | 6219583 | Factory |  | N/A |  | 0.5 | N/A | N/A | 0.8
Generic Models | GM_Hole Penetration LB | 0-5/8" D | 0-5/8" D | Level 1 | 112-TWNP | 6219698 | Factory |  | N/A |  | 0.5 | N/A | N/A | 0.8
Generic Models | GM_Hole Penetration LB | 0-5/8" D | 0-5/8" D | Level 1 | 112-TWNP | 6219707 | Factory |  | N/A |  | 0.5 | N/A | N/A | 0.8
Generic Models | GM_Hole Penetration LB | 2-11/16" D | 2-11/16" D | Level 1 | 112-TWNP | 6219714 | Factory |  | N/A |  | 0.5 | N/A | N/A | 7.78
Generic Models | GM_Hole Penetration LB | 0-5/8" D | 0-5/8" D | Level 1 | 112-TWNP | 6219727 | Factory |  | N/A |  | 0.5 | N/A | N/A | 0.8
Generic Models | GM_Hole Penetration LB | 1-1/2" D | 1-1/2" D | Level 1 | FL1_GenericModels | 6219972 | Factory |  | N/A |  | 1 | N/A | N/A | 4.12
Generic Models | GM_Hole Penetration LB | 0-5/8" D | 0-5/8" D | Level 1 | FL1_GenericModels | 6219993 | Factory |  | N/A |  | 1.82 | N/A | N/A | 2.09
Generic Models | GM_Hole Penetration LB | 0-5/8" D | 0-5/8" D | Level 1 | FL1_GenericModels | 6220139 | Factory |  | N/A |  | 1.82 | N/A | N/A | 2.09
Generic Models | GM_Hole Penetration LB | 3 1/4" D | 3 1/4" D |  | FLUnknown_GenericModels | 6497232 | Factory |  | N/A |  | 7 | N/A | N/A | 44.03
Generic Models | GM_Hole Penetration LB | 3 1/4" D | 3 1/4" D |  | FLUnknown_GenericModels | 6497233 | Factory |  | N/A |  | 7 | N/A | N/A | 44.03
Generic Models | GM_Hole Penetration LB | 1-1/2" D | 1-1/2" D | Level 1 | FL1_GenericModels | 6632835 | Site |  | N/A |  | 1 | N/A | N/A | 4.12
Generic Models | GM_Hole Penetration LB | 0-5/8" D | 0-5/8" D | Level 1 | 121-TWN | 6632855 | Factory |  | N/A |  | 1.82 | N/A | N/A | 2.09
Generic Models | GM_Hole Penetration LB | 1-1/2" D | 1-1/2" D | Level 1 | FL1_GenericModels | 6633089 | Site |  | N/A |  | 1 | N/A | N/A | 4.12
Generic Models | GM_Hole Penetration LB | 5" D | 5" D | Level 1 | FL1_GenericModels | 6634478 | Site |  | N/A |  | 4.5 | N/A | N/A | 54.98
Generic Models | GM_Lifting Strap | Lifting Strap | Lifting Strap |  | 104-TWN | 6402125 | Factory |  | N/A |  | N/A | N/A | N/A | 57.42
Generic Models | GM_Lifting Strap | Lifting Strap | Lifting Strap |  | 110-TWN | 6402131 | Factory |  | N/A |  | N/A | N/A | N/A | 55.63
Generic Models | GM_Lifting Strap | Lifting Strap | Lifting Strap |  | FLUnknown_GenericModels | 6402134 | Factory |  | N/A |  | N/A | N/A | N/A | 55.63
Generic Models | GM_Lifting Strap | Lifting Strap | Lifting Strap |  | 101-TWSV | 6402143 | Factory |  | N/A |  | N/A | N/A | N/A | 55.63
Generic Models | GM_Lifting Strap | Lifting Strap | Lifting Strap |  | 112-TWNP | 6402146 | Factory |  | N/A |  | N/A | N/A | N/A | 55.63
Generic Models | GM_Lifting Strap | Lifting Strap | Lifting Strap |  | 112-TWNP | 6402149 | Factory |  | N/A |  | N/A | N/A | N/A | 55.63
Generic Models | GM_Lifting Strap | Lifting Strap | Lifting Strap |  | 110-TWN | 6402161 | Factory |  | N/A |  | N/A | N/A | N/A | 55.63
Generic Models | GM_Lifting Strap | Lifting Strap | Lifting Strap |  | 115-TWSV | 6402167 | Factory |  | N/A |  | N/A | N/A | N/A | 55.63
Generic Models | GM_Lifting Strap | Lifting Strap | Lifting Strap |  | FLUnknown_GenericModels | 6402170 | Factory |  | N/A |  | N/A | N/A | N/A | 55.63
Generic Models | GM_Lifting Strap | Lifting Strap | Lifting Strap |  | 115-TWSV | 6402176 | Factory |  | N/A |  | N/A | N/A | N/A | 55.63
Generic Models | GM_Lifting Strap | Lifting Strap | Lifting Strap |  | 139-TWSV | 6402179 | Factory |  | N/A |  | N/A | N/A | N/A | 55.63
Generic Models | GM_Lifting Strap | Lifting Strap | Lifting Strap |  | 139-TWSV | 6402182 | Factory |  | N/A |  | N/A | N/A | N/A | 55.63
Generic Models | GM_Lifting Strap | Lifting Strap | Lifting Strap |  | 116-TWSV | 6402188 | Factory |  | N/A |  | N/A | N/A | N/A | 55.63
Generic Models | GM_Lifting Strap | Lifting Strap | Lifting Strap |  | 114-TWN | 6402197 | Factory |  | N/A |  | N/A | N/A | N/A | 55.63
Generic Models | GM_Lifting Strap | Lifting Strap | Lifting Strap |  | FLUnknown_GenericModels | 6402203 | Factory |  | N/A |  | N/A | N/A | N/A | 55.63
Generic Models | GM_Lifting Strap | Lifting Strap | Lifting Strap |  | FLUnknown_GenericModels | 6402209 | Factory |  | N/A |  | N/A | N/A | N/A | 55.63
Generic Models | GM_Lifting Strap | Lifting Strap | Lifting Strap |  | 133-TWSVP | 6402215 | Factory |  | N/A |  | N/A | N/A | N/A | 55.63
Generic Models | GM_Lifting Strap | Lifting Strap | Lifting Strap |  | 133-TWSVP | 6402218 | Factory |  | N/A |  | N/A | N/A | N/A | 55.63
Generic Models | GM_Lifting Strap | Lifting Strap | Lifting Strap |  | 119-TWSVP | 6402224 | Factory |  | N/A |  | N/A | N/A | N/A | 55.63
Generic Models | GM_Lifting Strap | Lifting Strap | Lifting Strap |  | FLUnknown_GenericModels | 6402230 | Factory |  | N/A |  | N/A | N/A | N/A | 55.63
Generic Models | GM_Lifting Strap | Lifting Strap | Lifting Strap |  | 119-TWSVP | 6402236 | Factory |  | N/A |  | N/A | N/A | N/A | 55.63
Generic Models | GM_Lifting Strap | Lifting Strap | Lifting Strap |  | 118-TWSV | 6402239 | Factory |  | N/A |  | N/A | N/A | N/A | 55.63
Generic Models | GM_Lifting Strap | Lifting Strap | Lifting Strap |  | 121-TWN | 6402245 | Factory |  | N/A |  | N/A | N/A | N/A | 55.63
Generic Models | GM_Lifting Strap | Lifting Strap | Lifting Strap |  | 121-TWN | 6402248 | Factory |  | N/A |  | N/A | N/A | N/A | 57.42
Generic Models | GM_Lifting Strap | Lifting Strap | Lifting Strap |  | 122-TWN | 6402251 | Factory |  | N/A |  | N/A | N/A | N/A | 55.63
Generic Models | GM_Lifting Strap | Lifting Strap | Lifting Strap |  | 122-TWN | 6402254 | Factory |  | N/A |  | N/A | N/A | N/A | 55.63
Generic Models | GM_Lifting Strap | Lifting Strap | Lifting Strap |  | 123-TWNP | 6402257 | Factory |  | N/A |  | N/A | N/A | N/A | 55.63
Generic Models | GM_Lifting Strap | Lifting Strap | Lifting Strap |  | 123-TWNP | 6402260 | Factory |  | N/A |  | N/A | N/A | N/A | 55.63
Generic Models | GM_Lifting Strap | Lifting Strap | Lifting Strap |  | 125-TWN | 6402263 | Factory |  | N/A |  | N/A | N/A | N/A | 55.63
Generic Models | GM_Lifting Strap | Lifting Strap | Lifting Strap |  | 129-TWN | 6402287 | Factory |  | N/A |  | N/A | N/A | N/A | 55.63
Generic Models | GM_Lifting Strap | Lifting Strap | Lifting Strap |  | 130-TWN | 6402290 | Factory |  | N/A |  | N/A | N/A | N/A | 55.63
Generic Models | GM_Lifting Strap | Lifting Strap | Lifting Strap |  | 130-TWN | 6402293 | Factory |  | N/A |  | N/A | N/A | N/A | 57.42
Generic Models | GM_Lifting Strap | Lifting Strap | Lifting Strap |  | 131-TWSV | 6402296 | Factory |  | N/A |  | N/A | N/A | N/A | 55.63
Generic Models | GM_Lifting Strap | Lifting Strap | Lifting Strap |  | 131-TWSV | 6402299 | Factory |  | N/A |  | N/A | N/A | N/A | 55.63
Generic Models | GM_Lifting Strap | Lifting Strap | Lifting Strap |  | FLUnknown_GenericModels | 6402302 | Factory |  | N/A |  | N/A | N/A | N/A | 55.63
Generic Models | GM_Lifting Strap | Lifting Strap | Lifting Strap |  | FLUnknown_GenericModels | 6402305 | Factory |  | N/A |  | N/A | N/A | N/A | 55.63
Generic Models | GM_Lifting Strap | Lifting Strap | Lifting Strap |  | 129-TWN | 6402317 | Factory |  | N/A |  | N/A | N/A | N/A | 55.63
Generic Models | GM_Lifting Strap | Lifting Strap | Lifting Strap |  | 116-TWSV | 6402320 | Factory |  | N/A |  | N/A | N/A | N/A | 55.63
Generic Models | GM_Lifting Strap | Lifting Strap | Lifting Strap |  | 101-TWSV | 6479517 | Factory |  | N/A |  | N/A | N/A | N/A | 55.63
Generic Models | GM_Lifting Strap | Lifting Strap | Lifting Strap | Level 1 | 134-TWSV | 6511528 | Factory |  | N/A |  | N/A | N/A | N/A | 55.63
Generic Models | GM_Lifting Strap | Lifting Strap | Lifting Strap | Level 1 | 134-TWSV | 6511912 | Factory |  | N/A |  | N/A | N/A | N/A | 55.63
Generic Models | GM_Lifting Strap | Lifting Strap | Lifting Strap | Level 1 | 132-TWSV | 6512239 | Factory |  | N/A |  | N/A | N/A | N/A | 55.63
Generic Models | GM_Lifting Strap | Lifting Strap | Lifting Strap | Level 1 | 132-TWSV | 6512630 | Factory |  | N/A |  | N/A | N/A | N/A | 55.63
Generic Models | GM_Lifting Strap | Lifting Strap | Lifting Strap |  | 114-TWN | 6514301 | Factory |  | N/A |  | N/A | N/A | N/A | 57.42
Generic Models | GM_Lifting Strap | Lifting Strap | Lifting Strap | Level 1 | 102-TWSV | 6515235 | Factory |  | N/A |  | N/A | N/A | N/A | 55.63
Generic Models | GM_Lifting Strap | Lifting Strap | Lifting Strap | Level 1 | 102-TWSV | 6515742 | Factory |  | N/A |  | N/A | N/A | N/A | 55.63
Generic Models | GM_Lifting Strap | Lifting Strap | Lifting Strap | Level 1 | 103-TWSV | 6516006 | Factory |  | N/A |  | N/A | N/A | N/A | 55.63
Generic Models | GM_Lifting Strap | Lifting Strap | Lifting Strap | Level 1 | 103-TWSV | 6516345 | Factory |  | N/A |  | N/A | N/A | N/A | 55.63
Generic Models | GM_Notch | 10" x 5-1/2" Notch | 10" x 5-1/2" Notch | Level 1 | 123-TWNP | 6219782 | Factory |  | N/A |  | N/A | N/A | N/A | 78.25
Generic Models | GM_Notch | 3" x 1-3/4" Notch | 3" x 1-3/4" Notch | Level 1 | FL1_GenericModels | 6634483 | Site |  | N/A |  | N/A | N/A | N/A | 19.5
Generic Models | GM_Notch | 1-3/4" x 2" Notch | 1-3/4" x 2" Notch | Level 1 | FL1_GenericModels | 6634484 | Site |  | N/A |  | N/A | N/A | N/A | 14.75
Generic Models | GM_Notch Instance | Notch Instance | Notch Instance | Level 1 | FL1_GenericModels | 6264308 | Site |  | N/A |  | N/A | N/A | N/A | 5955
Generic Models | GM_Notch Instance | Notch Instance | Notch Instance | Level 1 | FL1_GenericModels | 6264820 | Site |  | N/A |  | N/A | N/A | N/A | 492
Generic Models | GM_Notch Instance | Notch Instance | Notch Instance | Level 1 | FL1_GenericModels | 6265078 | Site |  | N/A |  | N/A | N/A | N/A | 492
Generic Models | GM_Notch Instance | Notch Instance | Notch Instance | Level 1 | FL1_GenericModels | 6265230 | Site |  | N/A |  | N/A | N/A | N/A | 369
Generic Models | GM_Notch Instance | Notch Instance | Notch Instance | Level 1 | FL1_GenericModels | 6295962 | Site |  | N/A |  | N/A | N/A | N/A | 369
Generic Models | GM_Notch Instance | Notch Instance | Notch Instance | Level 1 | FL1_GenericModels | 6296031 | Site |  | N/A |  | N/A | N/A | N/A | 369
Generic Models | GM_Notch Instance | Notch Instance | Notch Instance | Level 1 | FL1_GenericModels | 6296202 | Site |  | N/A |  | N/A | N/A | N/A | 369
Generic Models | GM_Notch Instance | Notch Instance | Notch Instance | Level 1 | FL1_GenericModels | 6314164 | Site |  | N/A |  | N/A | N/A | N/A | 3750
Generic Models | GM_Notch Instance | Notch Instance | Notch Instance | Level 1 | FL1_GenericModels | 6314389 | Site |  | N/A |  | N/A | N/A | N/A | 3750
Generic Models | GM_Notch Instance | Notch Instance | Notch Instance | Level 1 | FL1_GenericModels | 6314672 | Site |  | N/A |  | N/A | N/A | N/A | 369
Generic Models | GM_Notch Instance | Notch Instance | Notch Instance | Level 1 | FL1_GenericModels | 6314857 | Site |  | N/A |  | N/A | N/A | N/A | 369
Generic Models | GM_Notch Instance | Notch Instance | Notch Instance | Level 1 | FL1_GenericModels | 6358761 | Site |  | N/A |  | N/A | N/A | N/A | 7710
Generic Models | GM_Parametric Box | Flat Stacked Wall Panels | Flat Stacked Wall Panels | Level 1 Top Plate | Stack Exterior 2 | 101-TWSV | Site |  | N/A |  | N/A | N/A | N/A | 17535.2
Generic Models | GM_Parametric Box | Flat Stacked Wall Panels | Flat Stacked Wall Panels | Level 1 Top Plate | Stack Exterior 1 | 102-TWSV | Site |  | N/A |  | N/A | N/A | N/A | 10590.13
Generic Models | GM_Parametric Box | Flat Stacked Wall Panels | Flat Stacked Wall Panels | Level 1 Top Plate | Stack Exterior 1 | 103-TWSV | Site |  | N/A |  | N/A | N/A | N/A | 30585.29
Generic Models | GM_Parametric Box | Flat Stacked Wall Panels | Flat Stacked Wall Panels | Level 1 Top Plate | Stack Interior 3 | 104-TWN | Site |  | N/A |  | N/A | N/A | N/A | 10577.63
Generic Models | GM_Parametric Box | Flat Stacked Wall Panels | Flat Stacked Wall Panels | Level 1 Top Plate | Stack Interior 4 | 105-TWNP | Site |  | N/A |  | N/A | N/A | N/A | 6180.12
Generic Models | GM_Parametric Box | Flat Stacked Wall Panels | Flat Stacked Wall Panels | Level 1 Top Plate | Stack Interior 3 | 107-TWN | Site |  | N/A |  | N/A | N/A | N/A | 8968.69
Generic Models | GM_Parametric Box | Flat Stacked Wall Panels | Flat Stacked Wall Panels | Level 1 Top Plate | Stack Interior 3 | 108-TWN | Site |  | N/A |  | N/A | N/A | N/A | 4571.13
Generic Models | GM_Parametric Box | Flat Stacked Wall Panels | Flat Stacked Wall Panels | Level 1 Top Plate | Stack Interior 3 | 109-TWN | Site |  | N/A |  | N/A | N/A | N/A | 3518.19
Generic Models | GM_Parametric Box | Flat Stacked Wall Panels | Flat Stacked Wall Panels | Level 1 Top Plate | Stack Interior 3 | 110-TWN | Site |  | N/A |  | N/A | N/A | N/A | 16780.55
Generic Models | GM_Parametric Box | Flat Stacked Wall Panels | Flat Stacked Wall Panels | Level 1 Top Plate | Stack Exterior 1 | 111-TWSV | Site |  | N/A |  | N/A | N/A | N/A | 20816.07
Generic Models | GM_Parametric Box | Flat Stacked Wall Panels | Flat Stacked Wall Panels | Level 1 Top Plate | Stack Interior 4 | 112-TWNP | Site |  | N/A |  | N/A | N/A | N/A | 21221.73
Generic Models | GM_Parametric Box | Flat Stacked Wall Panels | Flat Stacked Wall Panels | Level 1 Top Plate | Stack Interior 3 | 113-TWN | Site |  | N/A |  | N/A | N/A | N/A | 1853.62
Generic Models | GM_Parametric Box | Flat Stacked Wall Panels | Flat Stacked Wall Panels | Level 1 Top Plate | Stack Interior 3 | 114-TWN | Site |  | N/A |  | N/A | N/A | N/A | 14736.62
Generic Models | GM_Parametric Box | Flat Stacked Wall Panels | Flat Stacked Wall Panels | Level 1 Top Plate | Stack Interior 3 | 115-TWSV | Site |  | N/A |  | N/A | N/A | N/A | 19246.59
Generic Models | GM_Parametric Box | Flat Stacked Wall Panels | Flat Stacked Wall Panels | Level 1 Top Plate | Stack Exterior 1 | 116-TWSV | Site |  | N/A |  | N/A | N/A | N/A | 7240.06
Generic Models | GM_Parametric Box | Flat Stacked Wall Panels | Flat Stacked Wall Panels | Level 1 Top Plate | Stack Exterior 1 | 117-TWSV | Site |  | N/A |  | N/A | N/A | N/A | 6896.73
Generic Models | GM_Parametric Box | Flat Stacked Wall Panels | Flat Stacked Wall Panels | Level 1 Top Plate | Stack Exterior 1 | 118-TWSV | Site |  | N/A |  | N/A | N/A | N/A | 7239.94
Generic Models | GM_Parametric Box | Flat Stacked Wall Panels | Flat Stacked Wall Panels | Level 1 Top Plate | Stack Exterior 2 | 119-TWSVP | Site |  | N/A |  | N/A | N/A | N/A | 13755.49
Generic Models | GM_Parametric Box | Flat Stacked Wall Panels | Flat Stacked Wall Panels | Level 1 Top Plate | Stack Interior 3 | 120-TWN | Site |  | N/A |  | N/A | N/A | N/A | 2915.33
Generic Models | GM_Parametric Box | Flat Stacked Wall Panels | Flat Stacked Wall Panels | Level 1 Top Plate | Stack Interior 4 | 121-TWN | Site |  | N/A |  | N/A | N/A | N/A | 13064.3
Generic Models | GM_Parametric Box | Flat Stacked Wall Panels | Flat Stacked Wall Panels | Level 1 Top Plate | Stack Interior 3 | 122-TWN | Site |  | N/A |  | N/A | N/A | N/A | 19010.3
Generic Models | GM_Parametric Box | Flat Stacked Wall Panels | Flat Stacked Wall Panels | Level 1 Top Plate | Stack Interior 4 | 123-TWNP | Site |  | N/A |  | N/A | N/A | N/A | 10354.44
Generic Models | GM_Parametric Box | Flat Stacked Wall Panels | Flat Stacked Wall Panels | Level 1 Top Plate | Stack Interior 3 | 124-TWN | Site |  | N/A |  | N/A | N/A | N/A | 3951.75
Generic Models | GM_Parametric Box | Flat Stacked Wall Panels | Flat Stacked Wall Panels | Level 1 Top Plate | Stack Interior 3 | 125-TWN | Site |  | N/A |  | N/A | N/A | N/A | 5252.44
Generic Models | GM_Parametric Box | Flat Stacked Wall Panels | Flat Stacked Wall Panels | Level 1 Top Plate | Stack Interior 3 | 126-TWN | Site |  | N/A |  | N/A | N/A | N/A | 5500.19
Generic Models | GM_Parametric Box | Flat Stacked Wall Panels | Flat Stacked Wall Panels | Level 1 Top Plate | Stack Interior 3 | 127-TWN | Site |  | N/A |  | N/A | N/A | N/A | 13056.56
Generic Models | GM_Parametric Box | Flat Stacked Wall Panels | Flat Stacked Wall Panels | Level 1 Top Plate | Stack Interior 3 | 128-TWN | Site |  | N/A |  | N/A | N/A | N/A | 1889.34
Generic Models | GM_Parametric Box | Flat Stacked Wall Panels | Flat Stacked Wall Panels | Level 1 Top Plate | Stack Interior 3 | 129-TWN | Site |  | N/A |  | N/A | N/A | N/A | 17340.5
Generic Models | GM_Parametric Box | Flat Stacked Wall Panels | Flat Stacked Wall Panels | Level 1 Top Plate | Stack Interior 3 | 130-TWN | Site |  | N/A |  | N/A | N/A | N/A | 16161.18
Generic Models | GM_Parametric Box | Flat Stacked Wall Panels | Flat Stacked Wall Panels | Level 1 Top Plate | Stack Exterior 1 | 131-TWSV | Site |  | N/A |  | N/A | N/A | N/A | 16450.72
Generic Models | GM_Parametric Box | Flat Stacked Wall Panels | Flat Stacked Wall Panels | Level 1 Top Plate | Stack Exterior 2 | 132-TWSV | Site |  | N/A |  | N/A | N/A | N/A | 22493.13
Generic Models | GM_Parametric Box | Flat Stacked Wall Panels | Flat Stacked Wall Panels | Level 1 Top Plate | Stack Exterior 2 | 133-TWSVP | Site |  | N/A |  | N/A | N/A | N/A | 18796.14
Generic Models | GM_Parametric Box | Flat Stacked Wall Panels | Flat Stacked Wall Panels | Level 1 Top Plate | Stack Exterior 1 | 134-TWSV | Site |  | N/A |  | N/A | N/A | N/A | 18969.71
Generic Models | GM_Parametric Box | Flat Stacked Wall Panels | Flat Stacked Wall Panels | Level 1 Top Plate | Stack Interior 3 | 135-TWN | Site |  | N/A |  | N/A | N/A | N/A | 3711.74
Generic Models | GM_Parametric Box | Flat Stacked Wall Panels | Flat Stacked Wall Panels | Level 1 Top Plate | Stack Interior 3 | 136-TWN | Site |  | N/A |  | N/A | N/A | N/A | 4516.93
Generic Models | GM_Parametric Box | Flat Stacked Wall Panels | Flat Stacked Wall Panels | Level 1 Top Plate | Stack Exterior 1 | 137-TWSV | Site |  | N/A |  | N/A | N/A | N/A | 1461.08
Generic Models | GM_Parametric Box | Flat Stacked Wall Panels | Flat Stacked Wall Panels | Level 1 Top Plate | Stack Exterior 1 | 138-TWSV | Site |  | N/A |  | N/A | N/A | N/A | 1453.25
Generic Models | GM_Parametric Box | Flat Stacked Wall Panels | Flat Stacked Wall Panels | Level 1 Top Plate | Stack Exterior 1 | 139-TWSV | Site |  | N/A |  | N/A | N/A | N/A | 14555.19
Generic Models | GM_Parametric Box | Flat Stacked Wall Panels | Flat Stacked Wall Panels | Level 1 Top Plate | Stack Exterior 1 | 140-TWSV | Site |  | N/A |  | N/A | N/A | N/A | 910.44
Generic Models | GM_Parametric Box | Flat Stacked Wall Panels | Flat Stacked Wall Panels | Level 1 Top Plate | Stack Interior 3 | 141-TWN | Site |  | N/A |  | N/A | N/A | N/A | 3407.75
Generic Models | GM_Parametric Box | Flat Stacked Wall Panels | Flat Stacked Wall Panels | Level 1 Top Plate | Stack Interior 3 | 142-TWN | Site |  | N/A |  | N/A | N/A | N/A | 654.95
Generic Models | GM_Parametric Box Array | Dunnage | Dunnage | Level 1 Top Plate | Stack Exterior 2 | 6480252 | Site |  | N/A |  | N/A | N/A | N/A | 4503.75
Generic Models | GM_Parametric Box Array | Dunnage | Dunnage | Level 1 Top Plate | Stack Exterior 2 | 6480253 | Site |  | N/A |  | N/A | N/A | N/A | 1665.94
Generic Models | GM_Parametric Box Array | Dunnage | Dunnage | Level 1 Top Plate | Stack Exterior 2 | 6480254 | Site |  | N/A |  | N/A | N/A | N/A | 1665.94
Generic Models | GM_Parametric Box Array | Dunnage | Dunnage | Level 1 Top Plate | Stack Exterior 2 | 6480255 | Site |  | N/A |  | N/A | N/A | N/A | 1665.94
Generic Models | GM_Parametric Box Array | Dunnage | Dunnage | Level 1 Top Plate | Stack Interior 3 | 6480462 | Site |  | N/A |  | N/A | N/A | N/A | 4422.75
Generic Models | GM_Parametric Box Array | Dunnage | Dunnage | Level 1 Top Plate | Stack Interior 3 | 6480512 | Site |  | N/A |  | N/A | N/A | N/A | 1635.56
Generic Models | GM_Parametric Box Array | Dunnage | Dunnage | Level 1 Top Plate | Stack Interior 3 | 6480513 | Site |  | N/A |  | N/A | N/A | N/A | 1635.56
Generic Models | GM_Parametric Box Array | Dunnage | Dunnage | Level 1 Top Plate | Stack Interior 3 | 6480514 | Site |  | N/A |  | N/A | N/A | N/A | 1635.56
Generic Models | GM_Parametric Box Array | Dunnage | Dunnage | Level 1 Top Plate | Stack Interior 3 | 6480515 | Site |  | N/A |  | N/A | N/A | N/A | 1665.94
Generic Models | GM_Parametric Box Array | Dunnage | Dunnage | Level 1 Top Plate | Stack Interior 3 | 6480516 | Site |  | N/A |  | N/A | N/A | N/A | 1635.56
Generic Models | GM_Parametric Box Array | Dunnage | Dunnage | Level 1 Top Plate | Stack Interior 3 | 6480517 | Site |  | N/A |  | N/A | N/A | N/A | 1635.56
Generic Models | GM_Parametric Box Array | Dunnage | Dunnage | Level 1 Top Plate | Stack Interior 3 | 6480518 | Site |  | N/A |  | N/A | N/A | N/A | 1635.56
Generic Models | GM_Parametric Box Array | Dunnage | Dunnage | Level 1 Top Plate | Stack Interior 3 | 6480519 | Site |  | N/A |  | N/A | N/A | N/A | 1635.56
Generic Models | GM_Parametric Box Array | Dunnage | Dunnage | Level 1 Top Plate | Stack Interior 4 | 6480978 | Site |  | N/A |  | N/A | N/A | N/A | 4422.75
Generic Models | GM_Sheathing FB | OX-ThermoPLY Red | OX-ThermoPLY Red | Level 1 | 103 | 103 | Site |  | N/A |  | N/A | N/A | N/A | 1801.16
Generic Models | GM_Sheathing FB | OX-ThermoPLY Red | OX-ThermoPLY Red | Level 1 | 104 | 104 | Site |  | N/A |  | N/A | N/A | N/A | 5833.16
Generic Models | GM_Sheathing FB | OX-ThermoPLY Red | OX-ThermoPLY Red | Level 1 | 105 | 105 | Site |  | N/A |  | N/A | N/A | N/A | 5833.16
Generic Models | GM_Sheathing FB | OX-ThermoPLY Red | OX-ThermoPLY Red | Level 1 | 109 | 109 | Site |  | N/A |  | N/A | N/A | N/A | 1498.3
Generic Models | GM_Sheathing FB | OX-ThermoPLY Red | OX-ThermoPLY Red | Level 1 | 11 | 11 | Site |  | N/A |  | N/A | N/A | N/A | N/A
Generic Models | GM_Sheathing FB | OX-ThermoPLY Red | OX-ThermoPLY Red | Level 1 | 111 | 111 | Site |  | N/A |  | N/A | N/A | N/A | 3650.87
Generic Models | GM_Sheathing FB | OX-ThermoPLY Red | OX-ThermoPLY Red | Level 1 | 12 | 12 | Site |  | N/A |  | N/A | N/A | N/A | N/A
Generic Models | GM_Sheathing FB | OX-ThermoPLY Red | OX-ThermoPLY Red | Level 1 | 129 | 129 | Site |  | N/A |  | N/A | N/A | N/A | 3559.35
Generic Models | GM_Sheathing FB | OX-ThermoPLY Red | OX-ThermoPLY Red | Level 1 | 130 | 130 | Site |  | N/A |  | N/A | N/A | N/A | 3650.87
Generic Models | GM_Sheathing FB | OX-ThermoPLY Red | OX-ThermoPLY Red | Level 1 | 133 | 133 | Site |  | N/A |  | N/A | N/A | N/A | 3650.87
Generic Models | GM_Sheathing FB | OX-ThermoPLY Red | OX-ThermoPLY Red | Level 1 | 136 | 136 | Site |  | N/A |  | N/A | N/A | N/A | 3650.87
Generic Models | GM_Sheathing FB | OX-ThermoPLY Red | OX-ThermoPLY Red | Level 1 | 139 | 139 | Site |  | N/A |  | N/A | N/A | N/A | 3559.35
Generic Models | GM_Sheathing FB | OX-ThermoPLY Red | OX-ThermoPLY Red | Level 1 | 14 | 14 | Site |  | N/A |  | N/A | N/A | N/A | N/A
Generic Models | GM_Sheathing FB | OX-ThermoPLY Red | OX-ThermoPLY Red | Level 1 | 140 | 140 | Site |  | N/A |  | N/A | N/A | N/A | 3317.92
Generic Models | GM_Sheathing FB | OX-ThermoPLY Red | OX-ThermoPLY Red | Level 1 | 149 | 149 | Site |  | N/A |  | N/A | N/A | N/A | 3317.92
Generic Models | GM_Sheathing FB | OX-ThermoPLY Red | OX-ThermoPLY Red | Level 1 | 164 | 164 | Site |  | N/A |  | N/A | N/A | N/A | 3317.92
Generic Models | GM_Sheathing FB | OX-ThermoPLY Red | OX-ThermoPLY Red | Level 1 | 165 | 165 | Site |  | N/A |  | N/A | N/A | N/A | 2215.58
Generic Models | GM_Sheathing FB | OX-ThermoPLY Red | OX-ThermoPLY Red | Level 1 | 170 | 170 | Site |  | N/A |  | N/A | N/A | N/A | N/A
Generic Models | GM_Sheathing FB | OX-ThermoPLY Red | OX-ThermoPLY Red |  | 103-TWSV | 2000 | Factory |  | N/A |  | N/A | N/A | N/A | 5802.85
Generic Models | GM_Sheathing FB | OX-ThermoPLY Red | OX-ThermoPLY Red |  | 103-TWSV | 2001 | Factory |  | N/A |  | N/A | N/A | N/A | 3802.42
Generic Models | GM_Sheathing FB | OX-ThermoPLY Red | OX-ThermoPLY Red |  | 102-TWSV | 2002 | Factory |  | N/A |  | N/A | N/A | N/A | 5395.12
Generic Models | GM_Sheathing FB | OX-ThermoPLY Red | OX-ThermoPLY Red | Level 1 | 242 | 242 | Site |  | N/A |  | N/A | N/A | N/A | N/A
Generic Models | GM_Sheathing FB | OX-ThermoPLY Red | OX-ThermoPLY Red | Level 1 | 244 | 244 | Site |  | N/A |  | N/A | N/A | N/A | N/A
Generic Models | GM_Sheathing FB | OX-ThermoPLY Red | OX-ThermoPLY Red | Level 1 | 278 | 278 | Site |  | N/A |  | N/A | N/A | N/A | 1845.48
Generic Models | GM_Sheathing FB | OX-ThermoPLY Red | OX-ThermoPLY Red | Level 1 | 294 | 294 | Site |  | N/A |  | N/A | N/A | N/A | 1845.48
Generic Models | GM_Sheathing FB | OX-ThermoPLY Red | OX-ThermoPLY Red | Level 1 | 295 | 295 | Site |  | N/A |  | N/A | N/A | N/A | N/A
Generic Models | GM_Sheathing FB | OX-ThermoPLY Red | OX-ThermoPLY Red | Level 1 | 297 | 297 | Site |  | N/A |  | N/A | N/A | N/A | N/A
Generic Models | GM_Sheathing FB | OX-ThermoPLY Red | OX-ThermoPLY Red | Level 1 | 301 | 301 | Site |  | N/A |  | N/A | N/A | N/A | N/A
Generic Models | GM_Sheathing FB | OX-ThermoPLY Red | OX-ThermoPLY Red | Level 1 | 332 | 332 | Site |  | N/A |  | N/A | N/A | N/A | N/A
Generic Models | GM_Sheathing FB | OX-ThermoPLY Red | OX-ThermoPLY Red | Level 1 | 431 | 431 | Site |  | N/A |  | N/A | N/A | N/A | N/A
Generic Models | GM_Sheathing FB | OX-ThermoPLY Red | OX-ThermoPLY Red | Level 1 | 463 | 463 | Site |  | N/A |  | N/A | N/A | N/A | N/A
Generic Models | GM_Sheathing FB | OX-ThermoPLY Red | OX-ThermoPLY Red | Level 1 | 481 | 481 | Site |  | N/A |  | N/A | N/A | N/A | N/A
Generic Models | GM_Sheathing FB | OX-ThermoPLY Red | OX-ThermoPLY Red | Level 1 | 493 | 493 | Site |  | N/A |  | N/A | N/A | N/A | N/A
Generic Models | GM_Sheathing FB | OX-ThermoPLY Red | OX-ThermoPLY Red | Level 1 | 5 | 5 | Site |  | N/A |  | N/A | N/A | N/A | N/A
Generic Models | GM_Sheathing FB | OX-ThermoPLY Red | OX-ThermoPLY Red | Level 1 | 116-TWSV | 500 | Factory |  | N/A |  | N/A | N/A | N/A | 2923.44
Generic Models | GM_Sheathing FB | OX-ThermoPLY Red | OX-ThermoPLY Red | Level 1 | 116-TWSV | 501 | Factory |  | N/A |  | N/A | N/A | N/A | 3650.87
Generic Models | GM_Sheathing FB | OX-ThermoPLY Red | OX-ThermoPLY Red | Level 1 | 132-TWSV | 544 | Factory |  | N/A |  | N/A | N/A | N/A | 2309.67
Generic Models | GM_Sheathing FB | OX-ThermoPLY Red | OX-ThermoPLY Red | Level 1 | 115-TWSV | 545 | Factory |  | N/A |  | N/A | N/A | N/A | 5111.85
Generic Models | GM_Sheathing FB | OX-ThermoPLY Red | OX-ThermoPLY Red | Level 1 | 101-TWSV | 546 | Factory |  | N/A |  | N/A | N/A | N/A | 3453.86
Generic Models | GM_Sheathing FB | OX-ThermoPLY Red | OX-ThermoPLY Red | Level 1 | 102-TWSV | 548 | Factory |  | N/A |  | N/A | N/A | N/A | 4837.61
Generic Models | GM_Sheathing FB | OX-ThermoPLY Red | OX-ThermoPLY Red | Level 1 | 101-TWSV | 550 | Factory |  | N/A |  | N/A | N/A | N/A | 5651.3
Generic Models | GM_Sheathing FB | OX-ThermoPLY Red | OX-ThermoPLY Red | Level 1 | 101-TWSV | 551 | Factory |  | N/A |  | N/A | N/A | N/A | 3696.33
Generic Models | GM_Sheathing FB | OX-ThermoPLY Red | OX-ThermoPLY Red | Level 1 | 115-TWSV | 552 | Factory |  | N/A |  | N/A | N/A | N/A | 4666.16
Generic Models | GM_Sheathing FB | OX-ThermoPLY Red | OX-ThermoPLY Red | Level 1 | 553 | 553 | Site |  | N/A |  | N/A | N/A | N/A | 1489.86
Generic Models | GM_Sheathing FB | OX-ThermoPLY Red | OX-ThermoPLY Red | Level 1 | 554 | 554 | Site |  | N/A |  | N/A | N/A | N/A | 3650.45
Generic Models | GM_Sheathing FB | OX-ThermoPLY Red | OX-ThermoPLY Red | Level 1 | 111-TWSV | 555 | Factory |  | N/A |  | N/A | N/A | N/A | 3938.81
Generic Models | GM_Sheathing FB | OX-ThermoPLY Red | OX-ThermoPLY Red | Level 1 | 557 | 557 | Site |  | N/A |  | N/A | N/A | N/A | 1110.99
Generic Models | GM_Sheathing FB | OX-ThermoPLY Red | OX-ThermoPLY Red | Level 1 | 559 | 559 | Site |  | N/A |  | N/A | N/A | N/A | 1110.99
Generic Models | GM_Sheathing FB | OX-ThermoPLY Red | OX-ThermoPLY Red | Level 1 | 119-TWSVP | 560 | Factory |  | N/A |  | N/A | N/A | N/A | 3825.15
Generic Models | GM_Sheathing FB | OX-ThermoPLY Red | OX-ThermoPLY Red | Level 1 | 561 | 561 | Site |  | N/A |  | N/A | N/A | N/A | 3659.14
Generic Models | GM_Sheathing FB | OX-ThermoPLY Red | OX-ThermoPLY Red | Level 1 | 564 | 564 | Site |  | N/A |  | N/A | N/A | N/A | 1920.31
Generic Models | GM_Sheathing FB | OX-ThermoPLY Red | OX-ThermoPLY Red | Level 1 | 119-TWSVP | 565 | Factory |  | N/A |  | N/A | N/A | N/A | 4928.13
Generic Models | GM_Sheathing FB | OX-ThermoPLY Red | OX-ThermoPLY Red | Level 1 | 111-TWSV | 566 | Factory |  | N/A |  | N/A | N/A | N/A | 2544.57
Generic Models | GM_Sheathing FB | OX-ThermoPLY Red | OX-ThermoPLY Red | Level 1 | 134-TWSV | 567 | Factory |  | N/A |  | N/A | N/A | N/A | 2544.57
Generic Models | GM_Sheathing FB | OX-ThermoPLY Red | OX-ThermoPLY Red | Level 1 | 131-TWSV | 568 | Factory |  | N/A |  | N/A | N/A | N/A | 3343.51
Generic Models | GM_Sheathing FB | OX-ThermoPLY Red | OX-ThermoPLY Red | Level 1 | 134-TWSV | 569 | Factory |  | N/A |  | N/A | N/A | N/A | 5090.57
Generic Models | GM_Sheathing FB | OX-ThermoPLY Red | OX-ThermoPLY Red | Level 1 | 131-TWSV | 570 | Factory |  | N/A |  | N/A | N/A | N/A | 3764.53
Generic Models | GM_Sheathing FB | OX-ThermoPLY Red | OX-ThermoPLY Red | Level 1 | 133-TWSVP | 571 | Factory |  | N/A |  | N/A | N/A | N/A | 3764.53
Generic Models | GM_Sheathing FB | OX-ThermoPLY Red | OX-ThermoPLY Red | Level 1 | 133-TWSVP | 572 | Factory |  | N/A |  | N/A | N/A | N/A | 4188.86
Generic Models | GM_Sheathing FB | OX-ThermoPLY Red | OX-ThermoPLY Red | Level 1 | 133-TWSVP | 573 | Factory |  | N/A |  | N/A | N/A | N/A | 3893.35
Generic Models | GM_Sheathing FB | OX-ThermoPLY Red | OX-ThermoPLY Red | Level 1 | 103-TWSV | 574 | Factory |  | N/A |  | N/A | N/A | N/A | 3817.57
Generic Models | GM_Sheathing FB | OX-ThermoPLY Red | OX-ThermoPLY Red | Level 1 | 132-TWSV | 575 | Factory |  | N/A |  | N/A | N/A | N/A | 5802.85
Generic Models | GM_Sheathing FB | OX-ThermoPLY Red | OX-ThermoPLY Red | Level 1 | 103-TWSV | 576 | Factory |  | N/A |  | N/A | N/A | N/A | 2544.57
Generic Models | GM_Sheathing FB | OX-ThermoPLY Red | OX-ThermoPLY Red | Level 1 | 132-TWSV | 577 | Factory |  | N/A |  | N/A | N/A | N/A | 5833.16
Generic Models | GM_Sheathing FB | OX-ThermoPLY Red | OX-ThermoPLY Red | Level 1 | 578 | 578 | Site |  | N/A |  | N/A | N/A | N/A | N/A
Generic Models | GM_Sheathing FB | OX-ThermoPLY Red | OX-ThermoPLY Red | Level 1 | 579 | 579 | Site |  | N/A |  | N/A | N/A | N/A | 1845.48
Generic Models | GM_Sheathing FB | OX-ThermoPLY Red | OX-ThermoPLY Red | Level 1 | 580 | 580 | Site |  | N/A |  | N/A | N/A | N/A | N/A
Generic Models | GM_Sheathing FB | OX-ThermoPLY Red | OX-ThermoPLY Red | Level 1 | 581 | 581 | Site |  | N/A |  | N/A | N/A | N/A | N/A
Generic Models | GM_Sheathing FB | OX-ThermoPLY Red | OX-ThermoPLY Red | Level 1 | 582 | 582 | Site |  | N/A |  | N/A | N/A | N/A | N/A
Generic Models | GM_Sheathing FB | OX-ThermoPLY Red | OX-ThermoPLY Red | Level 1 | 583 | 583 | Site |  | N/A |  | N/A | N/A | N/A | N/A
Generic Models | GM_Sheathing FB | OX-ThermoPLY Red | OX-ThermoPLY Red | Level 1 | 584 | 584 | Site |  | N/A |  | N/A | N/A | N/A | N/A
Generic Models | GM_Sheathing FB | OX-ThermoPLY Red | OX-ThermoPLY Red | Level 1 | 585 | 585 | Site |  | N/A |  | N/A | N/A | N/A | N/A
Generic Models | GM_Sheathing FB | OX-ThermoPLY Red | OX-ThermoPLY Red | Level 1 | 586 | 586 | Site |  | N/A |  | N/A | N/A | N/A | N/A
Generic Models | GM_Sheathing FB | OX-ThermoPLY Red | OX-ThermoPLY Red | Level 1 | 587 | 587 | Site |  | N/A |  | N/A | N/A | N/A | N/A
Generic Models | GM_Sheathing FB | OX-ThermoPLY Red | OX-ThermoPLY Red | Level 1 | 588 | 588 | Site |  | N/A |  | N/A | N/A | N/A | N/A
Generic Models | GM_Sheathing FB | OX-ThermoPLY Red | OX-ThermoPLY Red | Level 1 | 589 | 589 | Site |  | N/A |  | N/A | N/A | N/A | N/A
Generic Models | GM_Sheathing FB | OX-ThermoPLY Red | OX-ThermoPLY Red | Level 1 | 590 | 590 | Site |  | N/A |  | N/A | N/A | N/A | N/A
Generic Models | GM_Sheathing FB | OX-ThermoPLY Red | OX-ThermoPLY Red | Level 1 | 591 | 591 | Site |  | N/A |  | N/A | N/A | N/A | N/A
Generic Models | GM_Sheathing FB | OX-ThermoPLY Red | OX-ThermoPLY Red | Level 1 | 592 | 592 | Site |  | N/A |  | N/A | N/A | N/A | N/A
Generic Models | GM_Sheathing FB | 3/8" APA-Rated OSB | 3/8" APA-Rated OSB | Level 1 | 142-TWN | 593 | Factory |  | N/A |  | N/A | N/A | N/A | 499.67
Generic Models | GM_Sheathing FB | OX-ThermoPLY Red | OX-ThermoPLY Red | Level 1 | 594 | 594 | Factory |  | N/A |  | N/A | N/A | N/A | 422.8
Generic Models | GM_Sheathing FB | OX-ThermoPLY Red | OX-ThermoPLY Red | Level 1 | 595 | 595 | Site |  | N/A |  | N/A | N/A | N/A | 689.88
Generic Models | GM_Sheathing FB | OX-ThermoPLY Red | OX-ThermoPLY Red | Level 1 | 140-TWSV | 596 | Factory |  | N/A |  | N/A | N/A | N/A | 689.88
Generic Models | GM_Sheathing FB | OX-ThermoPLY Red | OX-ThermoPLY Red | Level 1 | 8 | 8 | Site |  | N/A |  | N/A | N/A | N/A | N/A
Generic Models | GM_Sheathing FB | OX-ThermoPLY Red | OX-ThermoPLY Red | Level 1 | 118-TWSV | 850 | Factory |  | N/A |  | N/A | N/A | N/A | 2923.44
Generic Models | GM_Sheathing FB | OX-ThermoPLY Red | OX-ThermoPLY Red | Level 1 | 118-TWSV | 851 | Factory |  | N/A |  | N/A | N/A | N/A | 3643.24
Generic Models | GM_Sheathing FB | 3/8" APA-Rated OSB | 3/8" APA-Rated OSB | Level 1 | 141-TWN | 852 | Factory |  | N/A |  | N/A | N/A | N/A | 3025.84
Generic Models | GM_Window Assembly no Reveal | 8050 XOX | 8050 XOX | Level 1 | FL1_GenericModels | 6264270 | Site |  | N/A |  | N/A | N/A | N/A | N/A
Generic Models | GM_Window Assembly no Reveal | 3010 FG (10') | 3010 FG (10') | Level 1 | FL1_GenericModels | 6264793 | Site |  | N/A |  | N/A | N/A | N/A | N/A
Generic Models | GM_Window Assembly no Reveal | 3010 FG (10') | 3010 FG (10') | Level 1 | FL1_GenericModels | 6265051 | Site |  | N/A |  | N/A | N/A | N/A | N/A
Generic Models | GM_Window Assembly no Reveal | 1616 FG (10') | 1616 FG (10') | Level 1 | FL1_GenericModels | 6265203 | Site |  | N/A |  | N/A | N/A | N/A | N/A
Generic Models | GM_Window Assembly no Reveal | 1616 FG (10') | 1616 FG (10') | Level 1 | FL1_GenericModels | 6295935 | Site |  | N/A |  | N/A | N/A | N/A | N/A
Generic Models | GM_Window Assembly no Reveal | 1616 FG (10') | 1616 FG (10') | Level 1 | FL1_GenericModels | 6296004 | Site |  | N/A |  | N/A | N/A | N/A | N/A
Generic Models | GM_Window Assembly no Reveal | 1616 FG (10') | 1616 FG (10') | Level 1 | FL1_GenericModels | 6296175 | Site |  | N/A |  | N/A | N/A | N/A | N/A
Generic Models | GM_Window Assembly no Reveal | 5050SL (10') 4x8 | 5050SL (10') 4x8 | Level 1 | FL1_GenericModels | 6314131 | Site |  | N/A |  | N/A | N/A | N/A | N/A
Generic Models | GM_Window Assembly no Reveal | 5050SL (10') 4x6 | 5050SL (10') 4x6 | Level 1 | FL1_GenericModels | 6314356 | Site |  | N/A |  | N/A | N/A | N/A | N/A
Generic Models | GM_Window Assembly no Reveal | 1616 FG (10'-6xWall) | 1616 FG (10'-6xWall) | Level 1 | FL1_GenericModels | 6314645 | Site |  | N/A |  | N/A | N/A | N/A | N/A
Generic Models | GM_Window Assembly no Reveal | 1616 FG (10') | 1616 FG (10') | Level 1 | FL1_GenericModels | 6314831 | Site |  | N/A |  | N/A | N/A | N/A | N/A
Generic Models | TOS Hole Penetration LB | 58 | 58 | Level 1 | 119-TWSVP | 6219607 | Factory |  | N/A |  | 8.09 | N/A | N/A | N/A
Generic Models | TOS Hole Penetration LB | 21116 | 21116 | Level 1 | 123-TWNP | 6219763 | Factory |  | N/A |  | 3 | N/A | N/A | N/A
Generic Models | TOS Hole Penetration LB | 58 | 58 | Level 1 | 105-TWNP | 6219996 | Factory |  | N/A |  | 2.43 | N/A | N/A | N/A
Generic Models | TOS Hole Penetration LB | 58 | 58 | Level 1 | 105-TWNP | 6220142 | Factory |  | N/A |  | 2.43 | N/A | N/A | N/A
Generic Models | TOS Hole Penetration LB | 58 | 58 | Level 1 | 112-TWNP | 6220572 | Factory |  | N/A |  | 8.09 | N/A | N/A | N/A
Generic Models | TOS Hole Penetration LB | 58 | 58 | Level 1 | 121-TWN | 6632856 | Factory |  | N/A |  | 2.43 | N/A | N/A | N/A
Generic Models | TOS Notch Penetration GM | 10" x 5-1/2" Notch | 10" x 5-1/2" Notch | Level 1 | 123-TWNP | 6219811 | Factory |  | N/A |  | N/A | N/A | N/A | 78.25
Generic Models | TOS Notch Penetration GM | 1-3/8 x 1-3/4 Notch | 1-3/8 x 1-3/4 Notch | Level 1 | FL1_GenericModels | 6219975 | Factory |  | N/A |  | N/A | N/A | N/A | 7.09
Generic Models | TOS Notch Penetration GM | 1-3/4 x 2 x 3 Notch | 1-3/4 x 2 x 3 Notch | Level 1 | FL1_GenericModels | 6632852 | Site |  | N/A |  | N/A | N/A | N/A | 14.75
Generic Models | TOS Notch Penetration GM | 1-1/4 x 1-3/4 x 3 Notch | 1-1/4 x 1-3/4 x 3 Notch | Level 1 | FL1_GenericModels | 6633100 | Site |  | N/A |  | N/A | N/A | N/A | 11.19
Lighting Fixtures | LF Ext Wall Sconce Summerstone WB | LF Ext Wall Sconce Summerstone WB | LF Ext Wall Sconce Summerstone WB | Level 1 | 207 | 207 | Site |  | N/A |  | N/A | N/A | N/A | 1132.35
Lighting Fixtures | LF Ext Wall Sconce Summerstone WB | LF Ext Wall Sconce Summerstone WB | LF Ext Wall Sconce Summerstone WB | Level 1 Top Plate | 213 | 213 | Site |  | N/A |  | N/A | N/A | N/A | 1132.35
Lighting Fixtures | LF Fan Light | Fan w/ Light | Fan w/ Light |  | 195 | 195 | Site |  | N/A |  | N/A | N/A | N/A | 855.82
Lighting Fixtures | LF Fan Light | Fan w/ Light | Fan w/ Light |  | 196 | 196 | Site |  | N/A |  | N/A | N/A | N/A | 855.82
Lighting Fixtures | LF Fan Light | Fan w/ Light | Fan w/ Light |  | 197 | 197 | Site |  | N/A |  | N/A | N/A | N/A | 855.82
Lighting Fixtures | LF_Recessed Can FB | 6" LED - 120V (WET LOCATION) | 6" LED - 120V (WET LOCATION) |  | 198 | 198 | Site |  | N/A |  | N/A | N/A | N/A | 166.5
Lighting Fixtures | LF_Recessed Can FB | 6" LED - 120V | 6" LED - 120V |  | 199 | 199 | Site |  | N/A |  | N/A | N/A | N/A | 166.5
Lighting Fixtures | LF_Recessed Can FB | 6" LED - 120V | 6" LED - 120V |  | 200 | 200 | Site |  | N/A |  | N/A | N/A | N/A | 166.5
Lighting Fixtures | LF_Recessed Can FB | 6" LED - 120V (WET LOCATION) | 6" LED - 120V (WET LOCATION) |  | 201 | 201 | Site |  | N/A |  | N/A | N/A | N/A | 166.5
Lighting Fixtures | LF_Recessed Can FB | 6" LED - 120V | 6" LED - 120V |  | 202 | 202 | Site |  | N/A |  | N/A | N/A | N/A | 166.5
Lighting Fixtures | LF_Recessed Can FB | 6" LED - 120V | 6" LED - 120V |  | 203 | 203 | Site |  | N/A |  | N/A | N/A | N/A | 166.5
Lighting Fixtures | LF_Recessed Can FB | 6" LED - 120V | 6" LED - 120V |  | 204 | 204 | Site |  | N/A |  | N/A | N/A | N/A | 166.5
Lighting Fixtures | LF_Recessed Can FB | 6" LED - 120V | 6" LED - 120V |  | 205 | 205 | Site |  | N/A |  | N/A | N/A | N/A | 166.5
Lighting Fixtures | LF_Recessed Can FB | 6" LED - 120V | 6" LED - 120V |  | 206 | 206 | Site |  | N/A |  | N/A | N/A | N/A | 166.5
Lighting Fixtures | LF_Recessed Can FB | 6" LED - 120V (WET LOCATION) | 6" LED - 120V (WET LOCATION) |  | 208 | 208 | Site |  | N/A |  | N/A | N/A | N/A | 166.5
Lighting Fixtures | LF_Recessed Can FB | 6" LED - 120V (WET LOCATION) | 6" LED - 120V (WET LOCATION) |  | 209 | 209 | Site |  | N/A |  | N/A | N/A | N/A | 166.5
Lighting Fixtures | LF_Recessed Can FB | 6" LED - 120V (WET LOCATION) | 6" LED - 120V (WET LOCATION) |  | 210 | 210 | Site |  | N/A |  | N/A | N/A | N/A | 166.5
Lighting Fixtures | LF_Recessed Can FB | 6" LED - 120V | 6" LED - 120V |  | 211 | 211 | Site |  | N/A |  | N/A | N/A | N/A | 166.5
Lighting Fixtures | LF_Recessed Can FB | 6" LED - 120V | 6" LED - 120V |  | 212 | 212 | Site |  | N/A |  | N/A | N/A | N/A | 166.5
Mechanical Equipment | Heat Pump - Split System - 2.5-5 Tons | 3 Tons | 3 Tons | Level 1 | 17 | 17 | Site |  | N/A |  | N/A | N/A | N/A | 3848.93
Mechanical Equipment | ME_FAU | FAU | FAU | Level 1 Top Plate | 29 | 29 | Site |  | N/A |  | N/A | N/A | N/A | 2724.75
Mechanical Equipment | ME_Register FB | Supply - 12" x 12" | Supply - 12" x 12" |  | 18 | 18 | Site |  | N/A |  | N/A | N/A | N/A | N/A
Mechanical Equipment | ME_Register FB | Supply - 12" x 12" | Supply - 12" x 12" |  | 19 | 19 | Site |  | N/A |  | N/A | N/A | N/A | N/A
Mechanical Equipment | ME_Register FB | Supply - 14" x 6" | Supply - 14" x 6" |  | 20 | 20 | Site |  | N/A |  | N/A | N/A | N/A | N/A
Mechanical Equipment | ME_Register FB | Supply - 14" x 8" | Supply - 14" x 8" |  | 21 | 21 | Site |  | N/A |  | N/A | N/A | N/A | N/A
Mechanical Equipment | ME_Register FB | Return - 16" x 16" | Return - 16" x 16" |  | 22 | 22 | Site |  | N/A |  | N/A | N/A | N/A | N/A
Mechanical Equipment | ME_Register FB | Supply - 16" x 16" | Supply - 16" x 16" |  | 23 | 23 | Site |  | N/A |  | N/A | N/A | N/A | N/A
Mechanical Equipment | ME_Register FB | Return - 30" x 20" | Return - 30" x 20" |  | 24 | 24 | Site |  | N/A |  | N/A | N/A | N/A | N/A
Mechanical Equipment | ME_Register FB | Return - 16" x 16" | Return - 16" x 16" |  | 25 | 25 | Site |  | N/A |  | N/A | N/A | N/A | N/A
Mechanical Equipment | ME_Register FB | Supply - 16" x 16" | Supply - 16" x 16" |  | 26 | 26 | Site |  | N/A |  | N/A | N/A | N/A | N/A
Mechanical Equipment | ME_Register FB | Supply - 14" x 6" | Supply - 14" x 6" |  | 27 | 27 | Site |  | N/A |  | N/A | N/A | N/A | N/A
Mechanical Equipment | ME_Register FB | Supply - 10" x 6" | Supply - 10" x 6" |  | 28 | 28 | Site |  | N/A |  | N/A | N/A | N/A | N/A
Pipe Accessories | PA_Cassette-Bathtub (V3) | Bathtub Cassette | Bathtub Cassette | Level 1 | 121-TWN | 214 | Factory |  | N/A |  | N/A | N/A | N/A | N/A
Pipe Accessories | PA_Cassette-Dryer Box (V3) | Dryer Box Cassette | Dryer Box Cassette | Level 1 | 123-TWNP | 205 | Factory |  | N/A |  | N/A | N/A | N/A | N/A
Pipe Accessories | PA_Cassette-Hose Bib (V3) | Hose Bib Cassette | Hose Bib Cassette | Level 1 | 217 | 217 | Site |  | N/A |  | N/A | N/A | N/A | N/A
Pipe Accessories | PA_Cassette-Lavatory (V3) | Lavatory Cassette | Lavatory Cassette | Level 1 | 119-TWSVP | 199 | Factory |  | N/A |  | N/A | N/A | N/A | N/A
Pipe Accessories | PA_Cassette-Lavatory (V3) | Lavatory Cassette | Lavatory Cassette | Level 1 | 112-TWNP | 203 | Factory |  | N/A |  | N/A | N/A | N/A | N/A
Pipe Accessories | PA_Cassette-Range Service (V3) | Range Service Cassette | Range Service Cassette | Level 1 | 209 | 209 | Factory |  | N/A |  | N/A | N/A | N/A | N/A
Pipe Accessories | PA_Cassette-Refrigerator (V3) | Refrigerator Cassette | Refrigerator Cassette | Level 1 | 133-TWSVP | 206 | Factory |  | N/A |  | N/A | N/A | N/A | N/A
Pipe Accessories | PA_Cassette-Shower (V3) | Shower Cassette | Shower Cassette | Level 1 | 105-TWNP | 210 | Factory |  | N/A |  | N/A | N/A | N/A | N/A
Pipe Accessories | PA_Cassette-Shower (V3) | Shower Cassette | Shower Cassette | Level 1 | 105-TWNP | 212 | Factory |  | N/A |  | N/A | N/A | N/A | N/A
Pipe Accessories | PA_Cassette-Washer Box (V3) | Washer Box Cassette | Washer Box Cassette | Level 1 | 123-TWNP | 204 | Factory |  | N/A |  | N/A | N/A | N/A | N/A
Pipe Accessories | PA_Cassette-Water Closet (V3) | Water Closet Cassette | Water Closet Cassette | Level 1 | 119-TWSVP | 200 | Factory |  | N/A |  | N/A | N/A | N/A | N/A
Pipe Accessories | PA_Cassette-Water Closet (V3) | Water Closet Cassette | Water Closet Cassette | Level 1 | 112-TWNP | 216 | Factory |  | N/A |  | N/A | N/A | N/A | N/A
Pipe Accessories | PA_Cassette-Water Heater (V3) | Water Heater Cassette | Water Heater Cassette | Level 1 | 218 | 218 | Site |  | N/A |  | N/A | N/A | N/A | N/A
Pipe Accessories | PA_Cassette-Water Main (V3) | Water Main Cassette | Water Main Cassette | Level 1 | 213 | 213 | Site |  | N/A |  | N/A | N/A | N/A | N/A
Pipe Fittings | Fitting-Elbow-90-Viega-PureFlow_Press-V5616-PxP-0_5in-2in | Standard | Standard | Level 1 | FL1_PipeFittings | 6476089 | Site |  | N/A |  | N/A | N/A | N/A | N/A
Pipe Fittings | PF_ABS Drainage T | PVC Drainage T | PVC Drainage T - Plastic - ABS (Black) | Level 1 | 123-TWNP | 6219751 | Factory |  | Plastic - ABS (Black) |  | N/A | N/A | N/A | 63.18
Pipe Fittings | PF_ABS Drainage T_Reducing | PVC Drainage T (Reducing) | PVC Drainage T (Reducing) - Plastic - ABS (Black) | Level 1 | 123-TWNP | 6219755 | Factory |  | Plastic - ABS (Black) |  | N/A | N/A | N/A | 60.42
Pipe Fittings | PF_ABS Elbow_45 | PVC Drainage Elbow 45 - 1-1/2"D | PVC Drainage Elbow 45 - 1-1/2"D - Plastic - ABS (Black) | Level 1 | 123-TWNP | 6219776 | Factory |  | Plastic - ABS (Black) |  | N/A | N/A | N/A | 34.83
Pipe Fittings | PF_ABS Elbow_45 | PVC Drainage Elbow 45 - 1-1/2"D | PVC Drainage Elbow 45 - 1-1/2"D - Plastic - ABS (Black) | Level 1 | 123-TWNP | 6219778 | Factory |  | Plastic - ABS (Black) |  | N/A | N/A | N/A | 34.83
Pipe Fittings | PF_ABS Elbow_45 | PVC Drainage Elbow 45 - 2"D | PVC Drainage Elbow 45 - 2"D - Plastic - ABS (Black) | Level 1 | 123-TWNP | 6219785 | Factory |  | Plastic - ABS (Black) |  | N/A | N/A | N/A | 45.98
Pipe Fittings | PF_ABS Elbow_45 | PVC Drainage Elbow 45 - 2"D | PVC Drainage Elbow 45 - 2"D - Plastic - ABS (Black) | Level 1 | 123-TWNP | 6219787 | Factory |  | Plastic - ABS (Black) |  | N/A | N/A | N/A | 45.98
Pipe Fittings | PF_ABS Elbow_90 | PVC Drainage Elbow - 90 Degrees | PVC Drainage Elbow - 90 Degrees - Plastic-Orion-Polypropylene-Blueline | Level 1 | 119-TWSVP | 6219559 | Factory |  | Plastic-Orion-Polypropylene-Blueline |  | N/A | N/A | N/A | 41.77
Pipe Fittings | PF_ABS Elbow_90 | PVC Drainage Elbow - 90 Degrees | PVC Drainage Elbow - 90 Degrees - Plastic-Orion-Polypropylene-Blueline | Level 1 | 112-TWNP | 6219703 | Factory |  | Plastic-Orion-Polypropylene-Blueline |  | N/A | N/A | N/A | 41.77
Pipe Fittings | PF_ABS P Trap | PVC P Trap (2") | PVC P Trap (2") - Plastic - ABS (Black) | Level 1 | 123-TWNP | 6219757 | Factory |  | Plastic - ABS (Black) |  | N/A | N/A | N/A | 136.57
Pipe Fittings | PF_ABS Pipe | 2" D | 2" D | Level 1 | 119-TWSVP | 6219555 | Factory |  | N/A |  | 6 | N/A | N/A | 21.99
Pipe Fittings | PF_ABS Pipe | 2" D | 2" D | Level 1 | 119-TWSVP | 6219561 | Factory |  | N/A |  | 10 | N/A | N/A | 34.56
Pipe Fittings | PF_ABS Pipe | 2" D | 2" D | Level 1 | 112-TWNP | 6219699 | Factory |  | N/A |  | 6 | N/A | N/A | 21.99
Pipe Fittings | PF_ABS Pipe | 2" D | 2" D | Level 1 | 112-TWNP | 6219705 | Factory |  | N/A |  | 10 | N/A | N/A | 34.56
Pipe Fittings | PF_ABS Pipe | 2" D | 2" D | Level 1 | FL1_PipeFittings | 6219745 | Factory |  | N/A |  | 5 | N/A | N/A | 18.85
Pipe Fittings | PF_ABS Pipe | 2" D | 2" D | Level 1 | 123-TWNP | 6219749 | Factory |  | N/A |  | 18.5 | N/A | N/A | 61.26
Pipe Fittings | PF_ABS Pipe | 2" D | 2" D | Level 1 | FL1_PipeFittings | 6219753 | Factory |  | N/A |  | 4 | N/A | N/A | 15.71
Pipe Fittings | PF_ABS Pipe | 2" D | 2" D | Level 1 | 123-TWNP | 6219759 | Factory |  | N/A |  | 3 | N/A | N/A | 12.57
Pipe Fittings | PF_ABS Pipe | 1.5" D | 1.5" D | Level 1 | 123-TWNP | 6219761 | Factory |  | N/A |  | 7 | N/A | N/A | 18.26
Pipe Fittings | PF_ABS Pipe | 1.5" D | 1.5" D | Level 1 | 123-TWNP | 6219780 | Factory |  | N/A |  | 6.45 | N/A | N/A | 16.96
Pipe Fittings | PF_ABS Pipe | 2" D | 2" D | Level 1 | 123-TWNP | 6219783 | Factory |  | N/A |  | 10 | N/A | N/A | 34.56
Pipe Fittings | PF_Cardboard Frame | 2x6, 24" O.C. | 2x6, 24" O.C. | Level 1 | 119-TWSVP | 6219579 | Factory |  | N/A |  | N/A | N/A | N/A | 2171.66
Pipe Fittings | PF_Cardboard Frame | 2x6, 24" O.C. | 2x6, 24" O.C. | Level 1 | 119-TWSVP | 6219608 | Factory |  | N/A |  | N/A | N/A | N/A | 2171.66
Pipe Fittings | PF_Cardboard Frame | 2x6, 24" O.C. | 2x6, 24" O.C. | Level 1 | 112-TWNP | 6219723 | Factory |  | N/A |  | N/A | N/A | N/A | 2171.66
Pipe Fittings | PF_Cardboard Frame | 2x6, 24" O.C. | 2x6, 24" O.C. | Level 1 | 123-TWNP | 6219764 | Factory |  | N/A |  | N/A | N/A | N/A | 2171.66
Pipe Fittings | PF_Cardboard Frame | 2x6, 24" O.C. | 2x6, 24" O.C. | Level 1 | 123-TWNP | 6219791 | Factory |  | N/A |  | N/A | N/A | N/A | 2171.66
Pipe Fittings | PF_Cardboard Frame | 2x6, 24" O.C. | 2x6, 24" O.C. | Level 1 | 133-TWSVP | 6219832 | Factory |  | N/A |  | N/A | N/A | N/A | 2171.66
Pipe Fittings | PF_Cardboard Frame | 2x6, 24" O.C. | 2x6, 24" O.C. | Level 1 | 105-TWNP | 6220005 | Factory |  | N/A |  | N/A | N/A | N/A | 2171.66
Pipe Fittings | PF_Cardboard Frame | 2x6, 24" O.C. | 2x6, 24" O.C. | Level 1 | 105-TWNP | 6220151 | Factory |  | N/A |  | N/A | N/A | N/A | 2171.66
Pipe Fittings | PF_Cardboard Frame | 2x6, 24" O.C. | 2x6, 24" O.C. | Level 1 | 112-TWNP | 6220573 | Factory |  | N/A |  | N/A | N/A | N/A | 2171.66
Pipe Fittings | PF_Cardboard Frame | 2x6, 24" O.C. | 2x6, 24" O.C. | Level 1 | 121-TWN | 6632859 | Factory |  | N/A |  | N/A | N/A | N/A | 2171.66
Pipe Fittings | PF_Drop Ear | 1/2" PEX Drop Ear | 1/2" PEX Drop Ear | Level 1 | FL1_PipeFittings | 6220017 | Factory |  | N/A |  | N/A | N/A | N/A | 5.54
Pipe Fittings | PF_Drop Ear | 1/2" PEX Drop Ear | 1/2" PEX Drop Ear | Level 1 | 105-TWNP | 6220163 | Factory |  | N/A |  | N/A | N/A | N/A | 5.54
Pipe Fittings | PF_Drop Ear | 1/2" PEX Drop Ear | 1/2" PEX Drop Ear | Level 1 | 121-TWN | 6632871 | Factory |  | N/A |  | N/A | N/A | N/A | 5.54
Pipe Fittings | PF_Dryer Box | Construction Solutions Dryer Box - DBX1017FR | Construction Solutions Dryer Box - DBX1017FR | Level 1 | 123-TWNP | 6219795 | Factory |  | N/A |  | N/A | N/A | N/A | 490.54
Pipe Fittings | PF_Duct | 4" D | 4" D | Level 1 | 123-TWNP | 6219799 | Factory |  | N/A |  | 31.75 | N/A | N/A | 212.02
Pipe Fittings | PF_Elbow_90-Viega-PureFlow_Press-V5616-PxP-0_5in-2in | Standard | Standard | Level 1 | FL1_PipeFittings | 4876346 | Factory |  | N/A |  | N/A | N/A | N/A | N/A
Pipe Fittings | PF_Elbow_90-Viega-PureFlow_Press-V5616-PxP-0_5in-2in | Standard | Standard | Level 1 | FL1_PipeFittings | 4877413 | Factory |  | N/A |  | N/A | N/A | N/A | N/A
Pipe Fittings | PF_Elbow_90-Viega-PureFlow_Press-V5616-PxP-0_5in-2in | Standard | Standard | Level 1 | FL1_PipeFittings | 4922407 | Site |  | N/A |  | N/A | N/A | N/A | N/A
Pipe Fittings | PF_Elbow_90-Viega-PureFlow_Press-V5616-PxP-0_5in-2in | Standard | Standard | Level 1 | FL1_PipeFittings | 4922434 | Site |  | N/A |  | N/A | N/A | N/A | N/A
Pipe Fittings | PF_Elbow_90-Viega-PureFlow_Press-V5616-PxP-0_5in-2in | Standard | Standard | Level 1 | FL1_PipeFittings | 6633613 | Site |  | N/A |  | N/A | N/A | N/A | N/A
Pipe Fittings | PF_Elbow_90-Viega-PureFlow_Press-V5616-PxP-0_5in-2in | Standard | Standard | Level 1 | FL1_PipeFittings | 6633848 | Site |  | N/A |  | N/A | N/A | N/A | N/A
Pipe Fittings | PF_Elbow_90-Viega-PureFlow_Press-V5616-PxP-0_5in-2in | Standard | Standard | Level 1 | FL1_PipeFittings | 6633930 | Site |  | N/A |  | N/A | N/A | N/A | N/A
Pipe Fittings | PF_Elbow_90-Viega-PureFlow_Press-V5616-PxP-0_5in-2in | Standard | Standard | Level 1 | FL1_PipeFittings | 6634038 | Site |  | N/A |  | N/A | N/A | N/A | N/A
Pipe Fittings | PF_Elbow_90-Viega-PureFlow_Press-V5616-PxP-0_5in-2in | Standard | Standard | Level 1 | FL1_PipeFittings | 6635089 | Site |  | N/A |  | N/A | N/A | N/A | N/A
Pipe Fittings | PF_Elbow_90-Viega-PureFlow_Press-V5616-PxP-0_5in-2in | Standard | Standard | Level 1 | FL1_PipeFittings | 6635728 | Site |  | N/A |  | N/A | N/A | N/A | N/A
Pipe Fittings | PF_Elbow_90-Viega-PureFlow_Press-V5616-PxP-0_5in-2in | Standard | Standard | Level 1 | FL1_PipeFittings | 6636006 | Site |  | N/A |  | N/A | N/A | N/A | N/A
Pipe Fittings | PF_Elbow_90-Viega-PureFlow_Press-V5616-PxP-0_5in-2in | Standard | Standard | Level 1 | FL1_PipeFittings | 6636220 | Site |  | N/A |  | N/A | N/A | N/A | N/A
Pipe Fittings | PF_Elbow_90-Viega-PureFlow_Press-V5616-PxP-0_5in-2in | Standard | Standard | Level 1 | FL1_PipeFittings | 6636262 | Site |  | N/A |  | N/A | N/A | N/A | N/A
Pipe Fittings | PF_Elbow_90-Viega-PureFlow_Press-V5616-PxP-0_5in-2in | Standard | Standard | Level 1 | FL1_PipeFittings | 6636455 | Site |  | N/A |  | N/A | N/A | N/A | N/A
Pipe Fittings | PF_Elbow_90-Viega-PureFlow_Press-V5616-PxP-0_5in-2in | Standard | Standard | Level 1 | FL1_PipeFittings | 6636531 | Site |  | N/A |  | N/A | N/A | N/A | N/A
Pipe Fittings | PF_Elbow_90-Viega-PureFlow_Press-V5616-PxP-0_5in-2in | Standard | Standard | Level 1 | FL1_PipeFittings | 6636557 | Site |  | N/A |  | N/A | N/A | N/A | N/A
Pipe Fittings | PF_Elbow_90-Viega-PureFlow_Press-V5616-PxP-0_5in-2in | Standard | Standard | Level 1 | FL1_PipeFittings | 6636605 | Site |  | N/A |  | N/A | N/A | N/A | N/A
Pipe Fittings | PF_Elbow_90-Viega-PureFlow_Press-V5616-PxP-0_5in-2in | Standard | Standard | Level 1 | FL1_PipeFittings | 6636630 | Site |  | N/A |  | N/A | N/A | N/A | N/A
Pipe Fittings | PF_Elbow_90-Viega-PureFlow_Press-V5616-PxP-0_5in-2in | Standard | Standard | Level 1 | FL1_PipeFittings | 6636676 | Site |  | N/A |  | N/A | N/A | N/A | N/A
Pipe Fittings | PF_Elbow_90-Viega-PureFlow_Press-V5616-PxP-0_5in-2in | Standard | Standard | Level 1 | FL1_PipeFittings | 6636712 | Site |  | N/A |  | N/A | N/A | N/A | N/A
Pipe Fittings | PF_Elbow_90-Viega-PureFlow_Press-V5616-PxP-0_5in-2in | Standard | Standard | Level 1 | FL1_PipeFittings | 6636750 | Site |  | N/A |  | N/A | N/A | N/A | N/A
Pipe Fittings | PF_Elbow_90-Viega-PureFlow_Press-V5616-PxP-0_5in-2in | Standard | Standard | Level 1 | FL1_PipeFittings | 6636837 | Site |  | N/A |  | N/A | N/A | N/A | N/A
Pipe Fittings | PF_Elbow_90-Viega-PureFlow_Press-V5616-PxP-0_5in-2in | Standard | Standard | Level 1 | FL1_PipeFittings | 6636862 | Site |  | N/A |  | N/A | N/A | N/A | N/A
Pipe Fittings | PF_Elbow_90-Viega-PureFlow_Press-V5616-PxP-0_5in-2in | Standard | Standard | Level 1 | FL1_PipeFittings | 6636890 | Site |  | N/A |  | N/A | N/A | N/A | N/A
Pipe Fittings | PF_Elbow_90-Viega-PureFlow_Press-V5616-PxP-0_5in-2in | Standard | Standard | Level 1 | FL1_PipeFittings | 6636920 | Site |  | N/A |  | N/A | N/A | N/A | N/A
Pipe Fittings | PF_Elbow_90-Viega-PureFlow_Press-V5616-PxP-0_5in-2in | Standard | Standard | Level 1 | FL1_PipeFittings | 6636946 | Site |  | N/A |  | N/A | N/A | N/A | N/A
Pipe Fittings | PF_Elbow_90-Viega-PureFlow_Press-V5616-PxP-0_5in-2in | Standard | Standard | Level 1 | FL1_PipeFittings | 6636973 | Site |  | N/A |  | N/A | N/A | N/A | N/A
Pipe Fittings | PF_Elbow_90-Viega-PureFlow_Press-V5616-PxP-0_5in-2in | Standard | Standard | Level 1 | FL1_PipeFittings | 6637000 | Site |  | N/A |  | N/A | N/A | N/A | N/A
Pipe Fittings | PF_Elbow_90-Viega-PureFlow_Press-V5616-PxP-0_5in-2in | Standard | Standard | Level 1 | FL1_PipeFittings | 6637464 | Site |  | N/A |  | N/A | N/A | N/A | N/A
Pipe Fittings | PF_Elbow_90-Viega-PureFlow_Press-V5616-PxP-0_5in-2in | Standard | Standard | Level 1 | FL1_PipeFittings | 6637563 | Site |  | N/A |  | N/A | N/A | N/A | N/A
Pipe Fittings | PF_Elbow_90-Viega-PureFlow_Press-V5616-PxP-0_5in-2in | Standard | Standard | Level 1 | FL1_PipeFittings | 6637692 | Site |  | N/A |  | N/A | N/A | N/A | N/A
Pipe Fittings | PF_Elbow_90-Viega-PureFlow_Press-V5616-PxP-0_5in-2in | Standard | Standard | Level 1 | FL1_PipeFittings | 6637793 | Site |  | N/A |  | N/A | N/A | N/A | N/A
Pipe Fittings | PF_Elbow_90-Viega-PureFlow_Press-V5616-PxP-0_5in-2in | Standard | Standard | Level 1 | FL1_PipeFittings | 6637825 | Site |  | N/A |  | N/A | N/A | N/A | N/A
Pipe Fittings | PF_Elbow_90-Viega-PureFlow_Press-V5616-PxP-0_5in-2in | Standard | Standard | Level 1 | FL1_PipeFittings | 6637938 | Site |  | N/A |  | N/A | N/A | N/A | N/A
Pipe Fittings | PF_Elbow_90-Viega-PureFlow_Press-V5616-PxP-0_5in-2in | Standard | Standard | Level 1 | FL1_PipeFittings | 6637964 | Site |  | N/A |  | N/A | N/A | N/A | N/A
Pipe Fittings | PF_Elbow_90-Viega-PureFlow_Press-V5616-PxP-0_5in-2in | Standard | Standard | Level 1 | FL1_PipeFittings | 6638017 | Site |  | N/A |  | N/A | N/A | N/A | N/A
Pipe Fittings | PF_Elbow_90-Viega-PureFlow_Press-V5616-PxP-0_5in-2in | Standard | Standard | Level 1 | FL1_PipeFittings | 6638038 | Site |  | N/A |  | N/A | N/A | N/A | N/A
Pipe Fittings | PF_Elbow_90-Viega-PureFlow_Press-V5616-PxP-0_5in-2in | Standard | Standard | Level 1 | FL1_PipeFittings | 6655468 | Site |  | N/A |  | N/A | N/A | N/A | N/A
Pipe Fittings | PF_Elbow_90-Viega-PureFlow_Press-V5616-PxP-0_5in-2in | Standard | Standard | Level 1 | FL1_PipeFittings | 6655480 | Site |  | N/A |  | N/A | N/A | N/A | N/A
Pipe Fittings | PF_Elbow_90-Viega-PureFlow_Press-V5616-PxP-0_5in-2in | Standard | Standard | Level 1 | FL1_PipeFittings | 6655488 | Site |  | N/A |  | N/A | N/A | N/A | N/A
Pipe Fittings | PF_Elbow_90-Viega-PureFlow_Press-V5616-PxP-0_5in-2in2 | Standard | Standard | Level 1 | 133-TWSVP | 6219828 | Factory |  | N/A |  | N/A | N/A | N/A | 0.64
Pipe Fittings | PF_Elbow_90-Viega-PureFlow_Press-V5616-PxP-0_5in-2in2 | Standard | Standard | Level 1 | FL1_PipeFittings | 6220041 | Factory |  | N/A |  | N/A | N/A | N/A | 0.64
Pipe Fittings | PF_Elbow_90-Viega-PureFlow_Press-V5616-PxP-0_5in-2in2 | Standard | Standard | Level 1 | FL1_PipeFittings | 6220043 | Factory |  | N/A |  | N/A | N/A | N/A | 0.64
Pipe Fittings | PF_Elbow_90-Viega-PureFlow_Press-V5616-PxP-0_5in-2in2 | Standard | Standard | Level 1 | FL1_PipeFittings | 6220187 | Factory |  | N/A |  | N/A | N/A | N/A | 0.64
Pipe Fittings | PF_Elbow_90-Viega-PureFlow_Press-V5616-PxP-0_5in-2in2 | Standard | Standard | Level 1 | FL1_PipeFittings | 6220189 | Factory |  | N/A |  | N/A | N/A | N/A | 0.64
Pipe Fittings | PF_Elbow_90-Viega-PureFlow_Press-V5616-PxP-0_5in-2in2 | Standard 2 | Standard 2 | Level 1 | FL1_PipeFittings | 6632897 | Factory |  | N/A |  | N/A | N/A | N/A | 0.64
Pipe Fittings | PF_Elbow_90-Viega-PureFlow_Press-V5616-PxP-0_5in-2in2 | Standard 2 | Standard 2 | Level 1 | FL1_PipeFittings | 6632899 | Factory |  | N/A |  | N/A | N/A | N/A | 0.64
Pipe Fittings | PF_HoldRite-Bracket-SB3-4 (Recessed) | HoldRite Stout Bracket - SB4 | HoldRite Stout Bracket - SB4 | Level 1 | 119-TWSVP | 6219581 | Factory |  | N/A |  | N/A | N/A | N/A | 63.11
Pipe Fittings | PF_HoldRite-Bracket-SB3-4 (Recessed) | HoldRite Stout Bracket - SB4 | HoldRite Stout Bracket - SB4 | Level 1 | 119-TWSVP | 6219584 | Factory |  | N/A |  | N/A | N/A | N/A | 63.11
Pipe Fittings | PF_HoldRite-Bracket-SB3-4 (Recessed) | HoldRite Stout Bracket - SB4 | HoldRite Stout Bracket - SB4 | Level 1 | 119-TWSVP | 6219586 | Factory |  | N/A |  | N/A | N/A | N/A | 63.11
Pipe Fittings | PF_HoldRite-Bracket-SB3-4 (Recessed) | HoldRite Stout Bracket - SB4 | HoldRite Stout Bracket - SB4 | Level 1 | 119-TWSVP | 6219610 | Factory |  | N/A |  | N/A | N/A | N/A | 63.11
Pipe Fittings | PF_HoldRite-Bracket-SB3-4 (Recessed) | HoldRite Stout Bracket - SB4 | HoldRite Stout Bracket - SB4 | Level 1 | 119-TWSVP | 6219612 | Factory |  | N/A |  | N/A | N/A | N/A | 63.11
Pipe Fittings | PF_HoldRite-Bracket-SB3-4 (Recessed) | HoldRite Stout Bracket - SB4 | HoldRite Stout Bracket - SB4 | Level 1 | 112-TWNP | 6219725 | Factory |  | N/A |  | N/A | N/A | N/A | 63.11
Pipe Fittings | PF_HoldRite-Bracket-SB3-4 (Recessed) | HoldRite Stout Bracket - SB4 | HoldRite Stout Bracket - SB4 | Level 1 | 112-TWNP | 6219728 | Factory |  | N/A |  | N/A | N/A | N/A | 63.11
Pipe Fittings | PF_HoldRite-Bracket-SB3-4 (Recessed) | HoldRite Stout Bracket - SB4 | HoldRite Stout Bracket - SB4 | Level 1 | 112-TWNP | 6219730 | Factory |  | N/A |  | N/A | N/A | N/A | 63.11
Pipe Fittings | PF_HoldRite-Bracket-SB3-4 (Recessed) | HoldRite Stout Bracket - SB3 | HoldRite Stout Bracket - SB3 | Level 1 | FL1_PipeFittings | 6219964 | Factory |  | N/A |  | N/A | N/A | N/A | 54.05
Pipe Fittings | PF_HoldRite-Bracket-SB3-4 (Recessed) | HoldRite Stout Bracket - SB3 | HoldRite Stout Bracket - SB3 | Level 1 | FL1_PipeFittings | 6219973 | Factory |  | N/A |  | N/A | N/A | N/A | 54.05
Pipe Fittings | PF_HoldRite-Bracket-SB3-4 (Recessed) | HoldRite Stout Bracket - SB4 | HoldRite Stout Bracket - SB4 | Level 1 | FL1_PipeFittings | 6220007 | Factory |  | N/A |  | N/A | N/A | N/A | 63.11
Pipe Fittings | PF_HoldRite-Bracket-SB3-4 (Recessed) | HoldRite Stout Bracket - SB4 | HoldRite Stout Bracket - SB4 | Level 1 | FL1_PipeFittings | 6220019 | Factory |  | N/A |  | N/A | N/A | N/A | 63.11
Pipe Fittings | PF_HoldRite-Bracket-SB3-4 (Recessed) | HoldRite Stout Bracket - SB4 | HoldRite Stout Bracket - SB4 | Level 1 | 105-TWNP | 6220153 | Factory |  | N/A |  | N/A | N/A | N/A | 63.11
Pipe Fittings | PF_HoldRite-Bracket-SB3-4 (Recessed) | HoldRite Stout Bracket - SB4 | HoldRite Stout Bracket - SB4 | Level 1 | 105-TWNP | 6220165 | Factory |  | N/A |  | N/A | N/A | N/A | 63.11
Pipe Fittings | PF_HoldRite-Bracket-SB3-4 (Recessed) | HoldRite Stout Bracket - SB4 | HoldRite Stout Bracket - SB4 | Level 1 | 112-TWNP | 6220575 | Factory |  | N/A |  | N/A | N/A | N/A | 63.11
Pipe Fittings | PF_HoldRite-Bracket-SB3-4 (Recessed) | HoldRite Stout Bracket - SB4 | HoldRite Stout Bracket - SB4 | Level 1 | 112-TWNP | 6220577 | Factory |  | N/A |  | N/A | N/A | N/A | 63.11
Pipe Fittings | PF_HoldRite-Bracket-SB3-4 (Recessed) | HoldRite Stout Bracket - SB3 | HoldRite Stout Bracket - SB3 | Level 1 | FL1_PipeFittings | 6632842 | Site |  | N/A |  | N/A | N/A | N/A | 54.05
Pipe Fittings | PF_HoldRite-Bracket-SB3-4 (Recessed) | HoldRite Stout Bracket - SB3 | HoldRite Stout Bracket - SB3 | Level 1 | FL1_PipeFittings | 6632844 | Site |  | N/A |  | N/A | N/A | N/A | 54.05
Pipe Fittings | PF_HoldRite-Bracket-SB3-4 (Recessed) | HoldRite Stout Bracket - SB4 | HoldRite Stout Bracket - SB4 | Level 1 | 121-TWN | 6632861 | Factory |  | N/A |  | N/A | N/A | N/A | 63.11
Pipe Fittings | PF_HoldRite-Bracket-SB3-4 (Recessed) | HoldRite Stout Bracket - SB4 | HoldRite Stout Bracket - SB4 | Level 1 | 121-TWN | 6632869 | Factory |  | N/A |  | N/A | N/A | N/A | 63.11
Pipe Fittings | PF_HoldRite-Bracket-SB3-4 (Recessed) | HoldRite Stout Bracket - SB4 | HoldRite Stout Bracket - SB4 | Level 1 | FL1_PipeFittings | 6632907 | Factory |  | N/A |  | N/A | N/A | N/A | 63.11
Pipe Fittings | PF_HoldRite-Bracket-SB3-4 (Recessed) | HoldRite Stout Bracket - SB3 | HoldRite Stout Bracket - SB3 | Level 1 | FL1_PipeFittings | 6633096 | Site |  | N/A |  | N/A | N/A | N/A | 54.05
Pipe Fittings | PF_HoldRite-Bracket-SB3-4 (Recessed) | HoldRite Stout Bracket - SB3 | HoldRite Stout Bracket - SB3 | Level 1 | FL1_PipeFittings | 6633097 | Site |  | N/A |  | N/A | N/A | N/A | 54.05
Pipe Fittings | PF_HoldRite-HYCO Bar | HoldRite HYCO Bar - 26" Length | HoldRite HYCO Bar - 26" Length | Level 1 | 123-TWNP | 6219766 | Factory |  | N/A |  | N/A | N/A | N/A | 29.74
Pipe Fittings | PF_HoldRite-HYCO Bar | HoldRite HYCO Bar - 26" Length | HoldRite HYCO Bar - 26" Length | Level 1 | 123-TWNP | 6219768 | Factory |  | N/A |  | N/A | N/A | N/A | 29.74
Pipe Fittings | PF_HoldRite-HYCO Bar | HoldRite HYCO Bar - 26" Length | HoldRite HYCO Bar - 26" Length | Level 1 | FL1_PipeFittings | 6219770 | Factory |  | N/A |  | N/A | N/A | N/A | 29.74
Pipe Fittings | PF_HoldRite-HYCO Bar | HoldRite HYCO Bar - 26" Length | HoldRite HYCO Bar - 26" Length | Level 1 | FL1_PipeFittings | 6219772 | Factory |  | N/A |  | N/A | N/A | N/A | 29.74
Pipe Fittings | PF_HoldRite-HYCO Bar | HoldRite HYCO Bar - 26" Length | HoldRite HYCO Bar - 26" Length | Level 1 | FL1_PipeFittings | 6219774 | Factory |  | N/A |  | N/A | N/A | N/A | 29.74
Pipe Fittings | PF_HoldRite-HYCO Bar | HoldRite HYCO Bar - 26" Length | HoldRite HYCO Bar - 26" Length | Level 1 | FL1_PipeFittings | 6219793 | Factory |  | N/A |  | N/A | N/A | N/A | 29.74
Pipe Fittings | PF_HoldRite-HYCO Bar | HoldRite HYCO Bar - 26" Length | HoldRite HYCO Bar - 26" Length | Level 1 | 123-TWNP | 6219809 | Factory |  | N/A |  | N/A | N/A | N/A | 29.74
Pipe Fittings | PF_HoldRite-HYCO Bar | HoldRite HYCO Bar - 26" Length | HoldRite HYCO Bar - 26" Length | Level 1 | FL1_PipeFittings | 6219812 | Factory |  | N/A |  | N/A | N/A | N/A | 29.74
Pipe Fittings | PF_HoldRite-HYCO Bar | HoldRite HYCO Bar - 26" Length | HoldRite HYCO Bar - 26" Length | Level 1 | 133-TWSVP | 6219836 | Factory |  | N/A |  | N/A | N/A | N/A | 29.74
Pipe Fittings | PF_HoldRite-HYCO Bar | HoldRite HYCO Bar - 26" Length | HoldRite HYCO Bar - 26" Length | Level 1 | 133-TWSVP | 6219838 | Factory |  | N/A |  | N/A | N/A | N/A | 29.74
Pipe Fittings | PF_HoldRite-HYCO Bar | HoldRite HYCO Bar - 26" Length | HoldRite HYCO Bar - 26" Length | Level 1 | 133-TWSVP | 6219840 | Factory |  | N/A |  | N/A | N/A | N/A | 29.74
Pipe Fittings | PF_HoldRite-Outlet_Box-Washing_Machine | PEX-A Tubing | PEX-A Tubing | Level 1 | 123-TWNP | 6219747 | Factory |  | N/A |  | N/A | N/A | N/A | 200.66
Pipe Fittings | PF_HoldRite-Pro Clamp | 34 | 3/4" - Plastic - Nylon (Blue) | Level 1 | FL1_PipeFittings | 6633099 | Site |  | Plastic - Nylon (Blue) |  | N/A | N/A | N/A | 6.88
Pipe Fittings | PF_HoldRite-Pro Clamp1 | 1/2"D | 1/2"D - Plastic - Nylon (Blue) | Level 1 | 119-TWSVP | 6219592 | Factory |  | Plastic - Nylon (Blue) |  | N/A | N/A | N/A | 6.88
Pipe Fittings | PF_HoldRite-Pro Clamp1 | 1/2"D | 1/2"D - Plastic - Nylon (Blue) | Level 1 | 119-TWSVP | 6219594 | Factory |  | Plastic - Nylon (Blue) |  | N/A | N/A | N/A | 6.88
Pipe Fittings | PF_HoldRite-Pro Clamp1 | 1/2"D | 1/2"D - Plastic - Nylon (Blue) | Level 1 | 119-TWSVP | 6219616 | Factory |  | Plastic - Nylon (Blue) |  | N/A | N/A | N/A | 6.88
Pipe Fittings | PF_HoldRite-Pro Clamp1 | 1/2"D | 1/2"D - Plastic - Nylon (Blue) | Level 1 | 112-TWNP | 6219736 | Factory |  | Plastic - Nylon (Blue) |  | N/A | N/A | N/A | 6.88
Pipe Fittings | PF_HoldRite-Pro Clamp1 | 1/2"D | 1/2"D - Plastic - Nylon (Blue) | Level 1 | 112-TWNP | 6219738 | Factory |  | Plastic - Nylon (Blue) |  | N/A | N/A | N/A | 6.88
Pipe Fittings | PF_HoldRite-Pro Clamp1 | 1/2"D | 1/2"D - Plastic - Nylon (Blue) | Level 1 | 133-TWSVP | 6219846 | Factory |  | Plastic - Nylon (Blue) |  | N/A | N/A | N/A | 6.88
Pipe Fittings | PF_HoldRite-Pro Clamp1 | 1/2"D | 1/2"D - Plastic - Nylon (Blue) | Level 1 | 133-TWSVP | 6219848 | Factory |  | Plastic - Nylon (Blue) |  | N/A | N/A | N/A | 6.88
Pipe Fittings | PF_HoldRite-Pro Clamp1 | 1/2"D | 1/2"D - Plastic - Nylon (Blue) | Level 1 | 133-TWSVP | 6219850 | Factory |  | Plastic - Nylon (Blue) |  | N/A | N/A | N/A | 6.88
Pipe Fittings | PF_HoldRite-Pro Clamp1 | 1/2"D | 1/2"D - Plastic - Nylon (Blue) | Level 1 | 133-TWSVP | 6219852 | Factory |  | Plastic - Nylon (Blue) |  | N/A | N/A | N/A | 6.88
Pipe Fittings | PF_HoldRite-Pro Clamp1 | 1/2"D | 1/2"D - Plastic - Nylon (Blue) | Level 1 | FL1_PipeFittings | 6220013 | Factory |  | Plastic - Nylon (Blue) |  | N/A | N/A | N/A | 6.88
Pipe Fittings | PF_HoldRite-Pro Clamp1 | 1/2"D | 1/2"D - Plastic - Nylon (Blue) | Level 1 | FL1_PipeFittings | 6220015 | Factory |  | Plastic - Nylon (Blue) |  | N/A | N/A | N/A | 6.88
Pipe Fittings | PF_HoldRite-Pro Clamp1 | 1/2"D | 1/2"D - Plastic - Nylon (Blue) | Level 1 | FL1_PipeFittings | 6220031 | Factory |  | Plastic - Nylon (Blue) |  | N/A | N/A | N/A | 6.88
Pipe Fittings | PF_HoldRite-Pro Clamp1 | 1/2"D | 1/2"D - Plastic - Nylon (Blue) | Level 1 | FL1_PipeFittings | 6220033 | Factory |  | Plastic - Nylon (Blue) |  | N/A | N/A | N/A | 6.88
Pipe Fittings | PF_HoldRite-Pro Clamp1 | 1/2"D | 1/2"D - Plastic - Nylon (Blue) | Level 1 | FL1_PipeFittings | 6220035 | Factory |  | Plastic - Nylon (Blue) |  | N/A | N/A | N/A | 6.88
Pipe Fittings | PF_HoldRite-Pro Clamp1 | 1/2"D | 1/2"D - Plastic - Nylon (Blue) | Level 1 | FL1_PipeFittings | 6220159 | Factory |  | Plastic - Nylon (Blue) |  | N/A | N/A | N/A | 6.88
Pipe Fittings | PF_HoldRite-Pro Clamp1 | 1/2"D | 1/2"D - Plastic - Nylon (Blue) | Level 1 | FL1_PipeFittings | 6220161 | Factory |  | Plastic - Nylon (Blue) |  | N/A | N/A | N/A | 6.88
Pipe Fittings | PF_HoldRite-Pro Clamp1 | 1/2"D | 1/2"D - Plastic - Nylon (Blue) | Level 1 | FL1_PipeFittings | 6220177 | Factory |  | Plastic - Nylon (Blue) |  | N/A | N/A | N/A | 6.88
Pipe Fittings | PF_HoldRite-Pro Clamp1 | 1/2"D | 1/2"D - Plastic - Nylon (Blue) | Level 1 | FL1_PipeFittings | 6220179 | Factory |  | Plastic - Nylon (Blue) |  | N/A | N/A | N/A | 6.88
Pipe Fittings | PF_HoldRite-Pro Clamp1 | 1/2"D | 1/2"D - Plastic - Nylon (Blue) | Level 1 | FL1_PipeFittings | 6220181 | Factory |  | Plastic - Nylon (Blue) |  | N/A | N/A | N/A | 6.88
Pipe Fittings | PF_HoldRite-Pro Clamp1 | 1/2"D | 1/2"D - Plastic - Nylon (Blue) | Level 1 | 112-TWNP | 6220581 | Factory |  | Plastic - Nylon (Blue) |  | N/A | N/A | N/A | 6.88
Pipe Fittings | PF_HoldRite-Pro Clamp1 | 1/2"D 2 | 1/2"D 2 - Plastic - Nylon (Blue) | Level 1 | 121-TWN | 6632879 | Factory |  | Plastic - Nylon (Blue) |  | N/A | N/A | N/A | 6.88
Pipe Fittings | PF_HoldRite-Pro Clamp1 | 1/2"D 2 | 1/2"D 2 - Plastic - Nylon (Blue) | Level 1 | 121-TWN | 6632881 | Factory |  | Plastic - Nylon (Blue) |  | N/A | N/A | N/A | 6.88
Pipe Fittings | PF_HoldRite-Pro Clamp1 | 1/2"D 2 | 1/2"D 2 - Plastic - Nylon (Blue) | Level 1 | 121-TWN | 6632883 | Factory |  | Plastic - Nylon (Blue) |  | N/A | N/A | N/A | 6.88
Pipe Fittings | PF_HoldRite-Pro Clamp1 | 1/2"D 2 | 1/2"D 2 - Plastic - Nylon (Blue) | Level 1 | 121-TWN | 6632885 | Factory |  | Plastic - Nylon (Blue) |  | N/A | N/A | N/A | 6.88
Pipe Fittings | PF_HoldRite-Pro Clamp1 | 1/2"D 2 | 1/2"D 2 - Plastic - Nylon (Blue) | Level 1 | 121-TWN | 6632887 | Factory |  | Plastic - Nylon (Blue) |  | N/A | N/A | N/A | 6.88
Pipe Fittings | PF_HoldRite-Pro Clamp1 | 1/2"D 2 | 1/2"D 2 - Plastic - Nylon (Blue) | Level 1 | FL1_PipeFittings | 6632909 | Factory |  | Plastic - Nylon (Blue) |  | N/A | N/A | N/A | 6.88
Pipe Fittings | PF_HoldRite-Pro Clamp1 | 1/2"D 2 | 1/2"D 2 - Plastic - Nylon (Blue) | Level 1 | FL1_PipeFittings | 6632911 | Factory |  | Plastic - Nylon (Blue) |  | N/A | N/A | N/A | 6.88
Pipe Fittings | PF_HoldRite-Pro Clamp1 | 1/2"D 2 | 1/2"D 2 - Plastic - Nylon (Blue) | Level 1 | FL1_PipeFittings | 6632913 | Factory |  | Plastic - Nylon (Blue) |  | N/A | N/A | N/A | 6.88
Pipe Fittings | PF_HoldRite-ProGuard Stub-Out Clamp | PF_HoldRite-ProGuard Stub-Out Clamp - 1/2" | PF_HoldRite-ProGuard Stub-Out Clamp - 1/2" | Level 1 | 119-TWSVP | 6219588 | Factory |  | N/A |  | N/A | N/A | N/A | 18.42
Pipe Fittings | PF_HoldRite-ProGuard Stub-Out Clamp | PF_HoldRite-ProGuard Stub-Out Clamp - 1/2" | PF_HoldRite-ProGuard Stub-Out Clamp - 1/2" | Level 1 | 119-TWSVP | 6219590 | Factory |  | N/A |  | N/A | N/A | N/A | 18.42
Pipe Fittings | PF_HoldRite-ProGuard Stub-Out Clamp | PF_HoldRite-ProGuard Stub-Out Clamp - 1/2" | PF_HoldRite-ProGuard Stub-Out Clamp - 1/2" | Level 1 | 119-TWSVP | 6219614 | Factory |  | N/A |  | N/A | N/A | N/A | 18.42
Pipe Fittings | PF_HoldRite-ProGuard Stub-Out Clamp | PF_HoldRite-ProGuard Stub-Out Clamp - 1/2" | PF_HoldRite-ProGuard Stub-Out Clamp - 1/2" | Level 1 | 112-TWNP | 6219732 | Factory |  | N/A |  | N/A | N/A | N/A | 18.42
Pipe Fittings | PF_HoldRite-ProGuard Stub-Out Clamp | PF_HoldRite-ProGuard Stub-Out Clamp - 1/2" | PF_HoldRite-ProGuard Stub-Out Clamp - 1/2" | Level 1 | 112-TWNP | 6219734 | Factory |  | N/A |  | N/A | N/A | N/A | 18.42
Pipe Fittings | PF_HoldRite-ProGuard Stub-Out Clamp | PF_HoldRite-ProGuard Stub-Out Clamp - 1/2" | PF_HoldRite-ProGuard Stub-Out Clamp - 1/2" | Level 1 | 112-TWNP | 6220579 | Factory |  | N/A |  | N/A | N/A | N/A | 18.42
Pipe Fittings | PF_HoldRite-ProGuard Stub-Out Clamp | PF_HoldRite-ProGuard Stub-Out Clamp - 1/2" | PF_HoldRite-ProGuard Stub-Out Clamp - 1/2" | Level 1 | FL1_PipeFittings | 6633098 | Site |  | N/A |  | N/A | N/A | N/A | 18.42
Pipe Fittings | PF_HoldRite-Standard Clamp | 2 | 2" - Plastic - Polyproylene, Gray | Level 1 | FL1_PipeFittings | 6219596 | Factory |  | Plastic - Polyproylene, Gray |  | N/A | N/A | N/A | 12.58
Pipe Fittings | PF_HoldRite-Standard Clamp | 2 | 2" - Plastic - Polyproylene, Gray | Level 1 | 112-TWNP | 6219740 | Factory |  | Plastic - Polyproylene, Gray |  | N/A | N/A | N/A | 12.58
Pipe Fittings | PF_HoldRite-Standard Clamp | 1 | 1" - Plastic - Polyproylene, Tan | Level 1 | FL1_PipeFittings | 6632848 | Site |  | Plastic - Polyproylene, Tan |  | N/A | N/A | N/A | 5.76
Pipe Fittings | PF_HoldRite-Standard Clamp | 1 | 1" - Plastic - Polyproylene, Tan | Level 1 | FL1_PipeFittings | 6632850 | Site |  | Plastic - Polyproylene, Tan |  | N/A | N/A | N/A | 5.76
Pipe Fittings | PF_Outlet_Box-Ice_Maker1 | HR-IMA-P-0 2 | HR-IMA-P-0 2 | Level 1 | 133-TWSVP | 6219834 | Factory |  | N/A |  | N/A | N/A | N/A | 109.13
Pipe Fittings | PF_Pex A Barb | PEX-A Copper Barb 1/2" (No Flange) | PEX-A Copper Barb 1/2" (No Flange) | Level 1 | 119-TWSVP | 6219557 | Factory |  | N/A |  | N/A | N/A | N/A | 12.57
Pipe Fittings | PF_Pex A Barb | PEX-A Copper Barb 1/2" (No Flange) | PEX-A Copper Barb 1/2" (No Flange) | Level 1 | 119-TWSVP | 6219564 | Factory |  | N/A |  | N/A | N/A | N/A | 12.57
Pipe Fittings | PF_Pex A Barb | PEX-A Copper Barb 1/2" (No Flange) | PEX-A Copper Barb 1/2" (No Flange) | Level 1 | 119-TWSVP | 6219601 | Factory |  | N/A |  | N/A | N/A | N/A | 12.57
Pipe Fittings | PF_Pex A Barb | PEX-A Copper Barb 1/2" (No Flange) | PEX-A Copper Barb 1/2" (No Flange) | Level 1 | 112-TWNP | 6219701 | Factory |  | N/A |  | N/A | N/A | N/A | 12.57
Pipe Fittings | PF_Pex A Barb | PEX-A Copper Barb 1/2" (No Flange) | PEX-A Copper Barb 1/2" (No Flange) | Level 1 | 112-TWNP | 6219708 | Factory |  | N/A |  | N/A | N/A | N/A | 12.57
Pipe Fittings | PF_Pex A Barb | PEX-A Copper Barb 1/2" (No Flange) | PEX-A Copper Barb 1/2" (No Flange) | Level 1 | 112-TWNP | 6220566 | Factory |  | N/A |  | N/A | N/A | N/A | 12.57
Pipe Fittings | PF_Pex A Barb | PEX-A Copper Barb 1" (No Flange) | PEX-A Copper Barb 1" (No Flange) | Level 1 | FL1_PipeFittings | 6632836 | Site |  | N/A |  | N/A | N/A | N/A | 21.4
Pipe Fittings | PF_Pex A Barb | PEX-A Copper Barb 1/2" (No Flange) | PEX-A Copper Barb 1/2" (No Flange) | Level 1 | FL1_PipeFittings | 6633090 | Site |  | N/A |  | N/A | N/A | N/A | 12.57
Pipe Fittings | PF_Pex A Barb | PEX-A Copper Barb 3/4" (No Flange) | PEX-A Copper Barb 3/4" (No Flange) | Level 1 | FL1_PipeFittings | 6634470 | Site |  | N/A |  | N/A | N/A | N/A | 16.96
Pipe Fittings | PF_Pex A Barb | PEX-A Copper Barb 3/4" (No Flange) | PEX-A Copper Barb 3/4" (No Flange) | Level 1 | FL1_PipeFittings | 6634471 | Site |  | N/A |  | N/A | N/A | N/A | 16.96
Pipe Fittings | PF_Pex FItting | Pex Clamp | Pex Clamp | Level 1 | FL1_PipeFittings | 6634476 | Site |  | N/A |  | N/A | N/A | N/A | 1.15
Pipe Fittings | PF_Pex FItting | Pex Clamp 3/4" | Pex Clamp 3/4" | Level 1 | FL1_PipeFittings | 6634477 | Site |  | N/A |  | N/A | N/A | N/A | 2.03
Pipe Fittings | PF_Pex FItting | Pex Clamp 3/4" | Pex Clamp 3/4" | Level 1 | FL1_PipeFittings | 6634479 | Site |  | N/A |  | N/A | N/A | N/A | 2.03
Pipe Fittings | PF_Pex Pipe | 1/2" Red | 1/2" Red | Level 1 | 119-TWSVP | 6219566 | Factory |  | N/A |  | N/A | N/A | N/A | 35.22
Pipe Fittings | PF_Pex Pipe | 1/2" Blue | 1/2" Blue | Level 1 | 119-TWSVP | 6219568 | Factory |  | N/A |  | N/A | N/A | N/A | 35.22
Pipe Fittings | PF_Pex Pipe | 1/2" Blue | 1/2" Blue | Level 1 | 119-TWSVP | 6219603 | Factory |  | N/A |  | N/A | N/A | N/A | 58.78
Pipe Fittings | PF_Pex Pipe | 1/2" Red | 1/2" Red | Level 1 | 112-TWNP | 6219710 | Factory |  | N/A |  | N/A | N/A | N/A | 35.22
Pipe Fittings | PF_Pex Pipe | 1/2" Blue | 1/2" Blue | Level 1 | 112-TWNP | 6219712 | Factory |  | N/A |  | N/A | N/A | N/A | 35.22
Pipe Fittings | PF_Pex Pipe | 1/2" Red | 1/2" Red | Level 1 | 133-TWSVP | 6219816 | Factory |  | N/A |  | N/A | N/A | N/A | 76.04
Pipe Fittings | PF_Pex Pipe | 1/2" Blue | 1/2" Blue | Level 1 | 133-TWSVP | 6219818 | Factory |  | N/A |  | N/A | N/A | N/A | 45.4
Pipe Fittings | PF_Pex Pipe | 1/2" Blue | 1/2" Blue | Level 1 | 133-TWSVP | 6219824 | Factory |  | N/A |  | N/A | N/A | N/A | 1977.31
Pipe Fittings | PF_Pex Pipe | 1/2" Blue | 1/2" Blue | Level 1 | 133-TWSVP | 6219830 | Factory |  | N/A |  | N/A | N/A | N/A | 30.48
Pipe Fittings | PF_Pex Pipe | 1/2" Blue | 1/2" Blue | Level 1 | FL1_PipeFittings | 6220001 | Factory |  | N/A |  | N/A | N/A | N/A | 352.58
Pipe Fittings | PF_Pex Pipe | 1/2" Red | 1/2" Red | Level 1 | FL1_PipeFittings | 6220003 | Factory |  | N/A |  | N/A | N/A | N/A | 352.58
Pipe Fittings | PF_Pex Pipe | 1/2" Blue | 1/2" Blue | Level 1 | 105-TWNP | 6220021 | Factory |  | N/A |  | N/A | N/A | N/A | 59.43
Pipe Fittings | PF_Pex Pipe | 1/2" Red | 1/2" Red | Level 1 | 105-TWNP | 6220037 | Factory |  | N/A |  | N/A | N/A | N/A | 66.43
Pipe Fittings | PF_Pex Pipe | 1/2" Blue | 1/2" Blue | Level 1 | 105-TWNP | 6220039 | Factory |  | N/A |  | N/A | N/A | N/A | 66.43
Pipe Fittings | PF_Pex Pipe | 1/2" Blue | 1/2" Blue | Level 1 | FL1_PipeFittings | 6220147 | Factory |  | N/A |  | N/A | N/A | N/A | 352.58
Pipe Fittings | PF_Pex Pipe | 1/2" Red | 1/2" Red | Level 1 | FL1_PipeFittings | 6220149 | Factory |  | N/A |  | N/A | N/A | N/A | 352.58
Pipe Fittings | PF_Pex Pipe | 1/2" Blue | 1/2" Blue | Level 1 | 105-TWNP | 6220167 | Factory |  | N/A |  | N/A | N/A | N/A | 59.43
Pipe Fittings | PF_Pex Pipe | 1/2" Red | 1/2" Red | Level 1 | 105-TWNP | 6220183 | Factory |  | N/A |  | N/A | N/A | N/A | 66.43
Pipe Fittings | PF_Pex Pipe | 1/2" Blue | 1/2" Blue | Level 1 | 105-TWNP | 6220185 | Factory |  | N/A |  | N/A | N/A | N/A | 66.43
Pipe Fittings | PF_Pex Pipe | 1/2" Blue | 1/2" Blue | Level 1 | 112-TWNP | 6220568 | Factory |  | N/A |  | N/A | N/A | N/A | 58.78
Pipe Fittings | PF_Pex Pipe | 1" Blue | 1" Blue | Level 1 | FL1_PipeFittings | 6632846 | Site |  | N/A |  | N/A | N/A | N/A | 115.84
Pipe Fittings | PF_Pex Pipe | 1/2" Blue | 1/2" Blue | Level 1 | FL1_PipeFittings | 6632865 | Factory |  | N/A |  | N/A | N/A | N/A | 352.58
Pipe Fittings | PF_Pex Pipe | 1/2" Red | 1/2" Red | Level 1 | FL1_PipeFittings | 6632867 | Factory |  | N/A |  | N/A | N/A | N/A | 352.58
Pipe Fittings | PF_Pex Pipe | 1/2" Blue | 1/2" Blue | Level 1 | 121-TWN | 6632889 | Factory |  | N/A |  | N/A | N/A | N/A | 82.21
Pipe Fittings | PF_Pex Pipe | 1/2" Blue | 1/2" Blue | Level 1 | 121-TWN | 6632893 | Factory |  | N/A |  | N/A | N/A | N/A | 89.99
Pipe Fittings | PF_Pex Pipe | 1/2" Red | 1/2" Red | Level 1 | 121-TWN | 6632895 | Factory |  | N/A |  | N/A | N/A | N/A | 89.99
Pipe Fittings | PF_Pex Pipe | 1/2" Blue | 1/2" Blue | Level 1 | FL1_PipeFittings | 6633092 | Site |  | N/A |  | N/A | N/A | N/A | 4.91
Pipe Fittings | PF_Pex Pipe | 3/4" Blue | 3/4" Blue | Level 1 | FL1_PipeFittings | 6633093 | Site |  | N/A |  | N/A | N/A | N/A | 42.85
Pipe Fittings | PF_Pex Pipe | 3/4" Hot | 3/4" Hot | Level 1 | FL1_PipeFittings | 6634472 | Site |  | N/A |  | N/A | N/A | N/A | 232.58
Pipe Fittings | PF_Pex Pipe | 3/4" Blue | 3/4" Blue | Level 1 | FL1_PipeFittings | 6634473 | Site |  | N/A |  | N/A | N/A | N/A | 199.2
Pipe Fittings | PF_PEX-A Barb Plug | Pex Plug - 1/2" | Pex Plug - 1/2" | Level 1 | FL1_PipeFittings | 6219571 | Factory |  | N/A |  | N/A | N/A | N/A | 1.34
Pipe Fittings | PF_PEX-A Barb Plug | Pex Plug - 1/2" | Pex Plug - 1/2" | Level 1 | FL1_PipeFittings | 6219573 | Factory |  | N/A |  | N/A | N/A | N/A | 1.34
Pipe Fittings | PF_PEX-A Barb Plug | Pex Plug - 1/2" | Pex Plug - 1/2" | Level 1 | 119-TWSVP | 6219618 | Factory |  | N/A |  | N/A | N/A | N/A | 1.34
Pipe Fittings | PF_PEX-A Barb Plug | Pex Plug - 1/2" | Pex Plug - 1/2" | Level 1 | 112-TWNP | 6219715 | Factory |  | N/A |  | N/A | N/A | N/A | 1.34
Pipe Fittings | PF_PEX-A Barb Plug | Pex Plug - 1/2" | Pex Plug - 1/2" | Level 1 | 112-TWNP | 6219717 | Factory |  | N/A |  | N/A | N/A | N/A | 1.34
Pipe Fittings | PF_PEX-A Barb Plug | Pex Plug - 1/2" | Pex Plug - 1/2" | Level 1 | 133-TWSVP | 6219820 | Factory |  | N/A |  | N/A | N/A | N/A | 1.34
Pipe Fittings | PF_PEX-A Barb Plug | Pex Plug - 1/2" | Pex Plug - 1/2" | Level 1 | 133-TWSVP | 6219822 | Factory |  | N/A |  | N/A | N/A | N/A | 1.34
Pipe Fittings | PF_PEX-A Barb Plug | Pex Plug - 1/2" | Pex Plug - 1/2" | Level 1 | FL1_PipeFittings | 6219842 | Factory |  | N/A |  | N/A | N/A | N/A | 1.34
Pipe Fittings | PF_PEX-A Barb Plug | Pex Plug - 1/2" | Pex Plug - 1/2" | Level 1 | FL1_PipeFittings | 6219844 | Factory |  | N/A |  | N/A | N/A | N/A | 1.34
Pipe Fittings | PF_PEX-A Barb Plug | Pex Plug - 1/2" | Pex Plug - 1/2" | Level 1 | FL1_PipeFittings | 6219994 | Factory |  | N/A |  | N/A | N/A | N/A | 1.34
Pipe Fittings | PF_PEX-A Barb Plug | Pex Plug - 1/2" | Pex Plug - 1/2" | Level 1 | FL1_PipeFittings | 6220011 | Factory |  | N/A |  | N/A | N/A | N/A | 1.34
Pipe Fittings | PF_PEX-A Barb Plug | Pex Plug - 1/2" | Pex Plug - 1/2" | Level 1 | 105-TWNP | 6220140 | Factory |  | N/A |  | N/A | N/A | N/A | 1.34
Pipe Fittings | PF_PEX-A Barb Plug | Pex Plug - 1/2" | Pex Plug - 1/2" | Level 1 | 105-TWNP | 6220157 | Factory |  | N/A |  | N/A | N/A | N/A | 1.34
Pipe Fittings | PF_PEX-A Barb Plug | Pex Plug - 1/2" | Pex Plug - 1/2" | Level 1 | 112-TWNP | 6220583 | Factory |  | N/A |  | N/A | N/A | N/A | 1.34
Pipe Fittings | PF_PEX-A Barb Plug | Pex Plug - 1" | Pex Plug - 1" | Level 1 | FL1_PipeFittings | 6632840 | Site |  | N/A |  | N/A | N/A | N/A | 2.77
Pipe Fittings | PF_PEX-A Barb Plug | Pex Plug - 1/2" | Pex Plug - 1/2" | Level 1 | 121-TWN | 6632903 | Factory |  | N/A |  | N/A | N/A | N/A | 1.34
Pipe Fittings | PF_PEX-A Barb Plug | Pex Plug - 1/2" | Pex Plug - 1/2" | Level 1 | 121-TWN | 6632905 | Factory |  | N/A |  | N/A | N/A | N/A | 1.34
Pipe Fittings | PF_PEX-A Barb Plug | Pex Plug - 3/4" | Pex Plug - 3/4" | Level 1 | FL1_PipeFittings | 6633095 | Site |  | N/A |  | N/A | N/A | N/A | 2.01
Pipe Fittings | PF_PEX-A Barb Plug | Pex Plug - 3/4" | Pex Plug - 3/4" | Level 1 | FL1_PipeFittings | 6634474 | Site |  | N/A |  | N/A | N/A | N/A | 2.01
Pipe Fittings | PF_PEX-A Barb Plug | Pex Plug - 3/4" | Pex Plug - 3/4" | Level 1 | FL1_PipeFittings | 6634475 | Site |  | N/A |  | N/A | N/A | N/A | 2.01
Pipe Fittings | PF_PEX-A Sleeve | 1/2" PEX Sleeve | 1/2" PEX Sleeve | Level 1 | 119-TWSVP | 6219575 | Factory |  | N/A |  | N/A | N/A | N/A | 1.83
Pipe Fittings | PF_PEX-A Sleeve | 1/2" PEX Sleeve | 1/2" PEX Sleeve | Level 1 | FL1_PipeFittings | 6219577 | Factory |  | N/A |  | N/A | N/A | N/A | 1.83
Pipe Fittings | PF_PEX-A Sleeve | 1/2" PEX Sleeve | 1/2" PEX Sleeve | Level 1 | FL1_PipeFittings | 6219605 | Factory |  | N/A |  | N/A | N/A | N/A | 1.83
Pipe Fittings | PF_PEX-A Sleeve | 1/2" PEX Sleeve | 1/2" PEX Sleeve | Level 1 | 112-TWNP | 6219719 | Factory |  | N/A |  | N/A | N/A | N/A | 1.83
Pipe Fittings | PF_PEX-A Sleeve | 1/2" PEX Sleeve | 1/2" PEX Sleeve | Level 1 | 112-TWNP | 6219721 | Factory |  | N/A |  | N/A | N/A | N/A | 1.83
Pipe Fittings | PF_PEX-A Sleeve | 1/2" PEX Sleeve | 1/2" PEX Sleeve | Level 1 | 133-TWSVP | 6219854 | Factory |  | N/A |  | N/A | N/A | N/A | 1.83
Pipe Fittings | PF_PEX-A Sleeve | 1/2" PEX Sleeve | 1/2" PEX Sleeve | Level 1 | 133-TWSVP | 6219856 | Factory |  | N/A |  | N/A | N/A | N/A | 1.83
Pipe Fittings | PF_PEX-A Sleeve | 1/2" PEX Sleeve | 1/2" PEX Sleeve | Level 1 | 133-TWSVP | 6219858 | Factory |  | N/A |  | N/A | N/A | N/A | 1.83
Pipe Fittings | PF_PEX-A Sleeve | 1/2" PEX Sleeve | 1/2" PEX Sleeve | Level 1 | 133-TWSVP | 6219860 | Factory |  | N/A |  | N/A | N/A | N/A | 1.83
Pipe Fittings | PF_PEX-A Sleeve | 1/2" PEX Sleeve | 1/2" PEX Sleeve | Level 1 | 133-TWSVP | 6219862 | Factory |  | N/A |  | N/A | N/A | N/A | 1.83
Pipe Fittings | PF_PEX-A Sleeve | 1/2" PEX Sleeve | 1/2" PEX Sleeve | Level 1 | FL1_PipeFittings | 6219997 | Factory |  | N/A |  | N/A | N/A | N/A | 1.83
Pipe Fittings | PF_PEX-A Sleeve | 1/2" PEX Sleeve | 1/2" PEX Sleeve | Level 1 | FL1_PipeFittings | 6219999 | Factory |  | N/A |  | N/A | N/A | N/A | 1.83
Pipe Fittings | PF_PEX-A Sleeve | 1/2" PEX Sleeve | 1/2" PEX Sleeve | Level 1 | FL1_PipeFittings | 6220023 | Factory |  | N/A |  | N/A | N/A | N/A | 1.83
Pipe Fittings | PF_PEX-A Sleeve | 1/2" PEX Sleeve | 1/2" PEX Sleeve | Level 1 | FL1_PipeFittings | 6220025 | Factory |  | N/A |  | N/A | N/A | N/A | 1.83
Pipe Fittings | PF_PEX-A Sleeve | 1/2" PEX Sleeve | 1/2" PEX Sleeve | Level 1 | FL1_PipeFittings | 6220027 | Factory |  | N/A |  | N/A | N/A | N/A | 1.83
Pipe Fittings | PF_PEX-A Sleeve | 1/2" PEX Sleeve | 1/2" PEX Sleeve | Level 1 | FL1_PipeFittings | 6220029 | Factory |  | N/A |  | N/A | N/A | N/A | 1.83
Pipe Fittings | PF_PEX-A Sleeve | 1/2" PEX Sleeve | 1/2" PEX Sleeve | Level 1 | FL1_PipeFittings | 6220143 | Factory |  | N/A |  | N/A | N/A | N/A | 1.83
Pipe Fittings | PF_PEX-A Sleeve | 1/2" PEX Sleeve | 1/2" PEX Sleeve | Level 1 | FL1_PipeFittings | 6220145 | Factory |  | N/A |  | N/A | N/A | N/A | 1.83
Pipe Fittings | PF_PEX-A Sleeve | 1/2" PEX Sleeve | 1/2" PEX Sleeve | Level 1 | FL1_PipeFittings | 6220169 | Factory |  | N/A |  | N/A | N/A | N/A | 1.83
Pipe Fittings | PF_PEX-A Sleeve | 1/2" PEX Sleeve | 1/2" PEX Sleeve | Level 1 | FL1_PipeFittings | 6220171 | Factory |  | N/A |  | N/A | N/A | N/A | 1.83
Pipe Fittings | PF_PEX-A Sleeve | 1/2" PEX Sleeve | 1/2" PEX Sleeve | Level 1 | FL1_PipeFittings | 6220173 | Factory |  | N/A |  | N/A | N/A | N/A | 1.83
Pipe Fittings | PF_PEX-A Sleeve | 1/2" PEX Sleeve | 1/2" PEX Sleeve | Level 1 | FL1_PipeFittings | 6220175 | Factory |  | N/A |  | N/A | N/A | N/A | 1.83
Pipe Fittings | PF_PEX-A Sleeve | 1/2" PEX Sleeve | 1/2" PEX Sleeve | Level 1 | 112-TWNP | 6220570 | Factory |  | N/A |  | N/A | N/A | N/A | 1.83
Pipe Fittings | PF_PEX-A Sleeve | 1" PEX Sleeve | 1" PEX Sleeve | Level 1 | FL1_PipeFittings | 6632838 | Site |  | N/A |  | N/A | N/A | N/A | 3.08
Pipe Fittings | PF_PEX-A Sleeve | 1/2" PEX Sleeve | 1/2" PEX Sleeve | Level 1 | 121-TWN | 6632857 | Factory |  | N/A |  | N/A | N/A | N/A | 1.83
Pipe Fittings | PF_PEX-A Sleeve | 1/2" PEX Sleeve | 1/2" PEX Sleeve | Level 1 | FL1_PipeFittings | 6632863 | Factory |  | N/A |  | N/A | N/A | N/A | 1.83
Pipe Fittings | PF_PEX-A Sleeve | 1/2" PEX Sleeve | 1/2" PEX Sleeve | Level 1 | FL1_PipeFittings | 6632873 | Factory |  | N/A |  | N/A | N/A | N/A | 1.83
Pipe Fittings | PF_PEX-A Sleeve | 1/2" PEX Sleeve | 1/2" PEX Sleeve | Level 1 | FL1_PipeFittings | 6632875 | Factory |  | N/A |  | N/A | N/A | N/A | 1.83
Pipe Fittings | PF_PEX-A Sleeve | 1/2" PEX Sleeve | 1/2" PEX Sleeve | Level 1 | FL1_PipeFittings | 6632877 | Factory |  | N/A |  | N/A | N/A | N/A | 1.83
Pipe Fittings | PF_PEX-A Sleeve | 1/2" PEX Sleeve | 1/2" PEX Sleeve | Level 1 | FL1_PipeFittings | 6632901 | Factory |  | N/A |  | N/A | N/A | N/A | 1.83
Pipe Fittings | PF_PEX-A Sleeve | 1/2" PEX Sleeve | 1/2" PEX Sleeve | Level 1 | FL1_PipeFittings | 6633091 | Site |  | N/A |  | N/A | N/A | N/A | 1.83
Pipe Fittings | PF_Reducer-Viega-PureFlow_Press-V5615-PxP-0_375in-2in | Standard | Standard | Level 1 | FL1_PipeFittings | 6633094 | Site |  | N/A |  | N/A | N/A | N/A | 4.45
Pipe Fittings | PF_Shower-Tub Valve1 | Posi-Temp(R) 1/2" Expansion Pex Connection (Shower) | Posi-Temp(R) 1/2" Expansion Pex Connection (Shower) | Level 1 | FL1_PipeFittings | 6220009 | Factory |  | N/A |  | N/A | N/A | N/A | 30.43
Pipe Fittings | PF_Shower-Tub Valve1 | Posi-Temp(R) 1/2" Expansion Pex Connection (Shower) | Posi-Temp(R) 1/2" Expansion Pex Connection (Shower) | Level 1 | 105-TWNP | 6220155 | Factory |  | N/A |  | N/A | N/A | N/A | 30.43
Pipe Fittings | PF_Shower-Tub Valve1 | Posi-Temp(R) 1/2" Expansion Pex Connection (Tub) 2 | Posi-Temp(R) 1/2" Expansion Pex Connection (Tub) 2 | Level 1 | FL1_PipeFittings | 6632891 | Factory |  | N/A |  | N/A | N/A | N/A | 30.43
Pipe Fittings | PF_Steel Elbow_90 | Steel Gas Elbow 90 - 1/2"D | Steel Gas Elbow 90 - 1/2"D - Steel - Black | Level 1 | 123-TWNP | 6219803 | Factory |  | Steel - Black |  | N/A | N/A | N/A | 12.93
Pipe Fittings | PF_Steel Elbow_90 | Steel Gas Elbow 90 - 3/4"D | Steel Gas Elbow 90 - 3/4"D - Steel - Black | Level 1 | FL1_PipeFittings | 6219962 | Factory |  | Steel - Black |  | N/A | N/A | N/A | 16.96
Pipe Fittings | PF_Steel Elbow_90 | Steel Gas Elbow 90 - 3/4"D | Steel Gas Elbow 90 - 3/4"D - Steel - Black | Level 1 | FL1_PipeFittings | 6634481 | Site |  | Steel - Black |  | N/A | N/A | N/A | 16.96
Pipe Fittings | PF_Steel Pipe | 1/2" D | 1/2" D | Level 1 | 123-TWNP | 6219797 | Factory |  | N/A |  | 30 | N/A | N/A | 29.76
Pipe Fittings | PF_Steel Pipe | 1/2" D | 1/2" D | Level 1 | 123-TWNP | 6219801 | Factory |  | N/A |  | 3 | N/A | N/A | 3.25
Pipe Fittings | PF_Steel Pipe | 3/4" D | 3/4" D | Level 1 | FL1_PipeFittings | 6219960 | Factory |  | N/A |  | 60 | N/A | N/A | 71.13
Pipe Fittings | PF_Steel Pipe | 3/4" D | 3/4" D | Level 1 | FL1_PipeFittings | 6219966 | Factory |  | N/A |  | 4 | N/A | N/A | 5.15
Pipe Fittings | PF_Steel Pipe | 3/4" D | 3/4" D | Level 1 | FL1_PipeFittings | 6634480 | Site |  | N/A |  | 84.61 | N/A | N/A | 100.12
Pipe Fittings | PF_Steel Pipe | 3/4" D | 3/4" D | Level 1 | FL1_PipeFittings | 6634482 | Site |  | N/A |  | 5.75 | N/A | N/A | 7.22
Pipe Fittings | PF_Steel Pipe Cap | Steel Pipe Cap - 1/2" | Steel Pipe Cap - 1/2" | Level 1 | 123-TWNP | 6219805 | Factory |  | N/A |  | N/A | N/A | N/A | 2.25
Pipe Fittings | PF_Steel Pipe Cap | Steel Pipe Cap - 1/2" | Steel Pipe Cap - 1/2" | Level 1 | 123-TWNP | 6219807 | Factory |  | N/A |  | N/A | N/A | N/A | 2.25
Pipe Fittings | PF_Steel Pipe Cap | Steel Pipe Cap - 3/4" | Steel Pipe Cap - 3/4" | Level 1 | FL1_PipeFittings | 6219968 | Factory |  | N/A |  | N/A | N/A | N/A | 3.1
Pipe Fittings | PF_Steel Pipe Cap | Steel Pipe Cap - 3/4" | Steel Pipe Cap - 3/4" | Level 1 | FL1_PipeFittings | 6219970 | Factory |  | N/A |  | N/A | N/A | N/A | 3.1
Pipe Fittings | PF_Tee_Equal_Reducing-Viega-PureFlow_Press-V5618-PxPxP-0_375in-2in | Standard | Standard | Level 1 | FL1_PipeFittings | 6632936 | Site |  | N/A |  | N/A | N/A | N/A | N/A
Pipe Fittings | PF_Tee_Equal_Reducing-Viega-PureFlow_Press-V5618-PxPxP-0_375in-2in | Standard | Standard | Level 1 | FL1_PipeFittings | 6633427 | Site |  | N/A |  | N/A | N/A | N/A | N/A
Pipe Fittings | PF_Tee_Equal_Reducing-Viega-PureFlow_Press-V5618-PxPxP-0_375in-2in | Standard | Standard | Level 1 | FL1_PipeFittings | 6633498 | Site |  | N/A |  | N/A | N/A | N/A | N/A
Pipe Fittings | PF_Tee_Equal_Reducing-Viega-PureFlow_Press-V5618-PxPxP-0_375in-2in | Standard | Standard | Level 1 | FL1_PipeFittings | 6633596 | Site |  | N/A |  | N/A | N/A | N/A | N/A
Pipe Fittings | PF_Tee_Equal_Reducing-Viega-PureFlow_Press-V5618-PxPxP-0_375in-2in | Standard | Standard | Level 1 | FL1_PipeFittings | 6633836 | Site |  | N/A |  | N/A | N/A | N/A | N/A
Pipe Fittings | PF_Tee_Equal_Reducing-Viega-PureFlow_Press-V5618-PxPxP-0_375in-2in | Standard | Standard | Level 1 | FL1_PipeFittings | 6633918 | Site |  | N/A |  | N/A | N/A | N/A | N/A
Pipe Fittings | PF_Tee_Equal_Reducing-Viega-PureFlow_Press-V5618-PxPxP-0_375in-2in | Standard | Standard | Level 1 | FL1_PipeFittings | 6634097 | Site |  | N/A |  | N/A | N/A | N/A | N/A
Pipe Fittings | PF_Tee_Equal_Reducing-Viega-PureFlow_Press-V5618-PxPxP-0_375in-2in | Standard | Standard | Level 1 | FL1_PipeFittings | 6634291 | Site |  | N/A |  | N/A | N/A | N/A | N/A
Pipe Fittings | PF_Tee_Equal_Reducing-Viega-PureFlow_Press-V5618-PxPxP-0_375in-2in | Standard | Standard | Level 1 | FL1_PipeFittings | 6634922 | Site |  | N/A |  | N/A | N/A | N/A | N/A
Pipe Fittings | PF_Tee_Equal_Reducing-Viega-PureFlow_Press-V5618-PxPxP-0_375in-2in | Standard | Standard | Level 1 | FL1_PipeFittings | 6635764 | Site |  | N/A |  | N/A | N/A | N/A | N/A
Pipe Fittings | PF_Tee_Equal_Reducing-Viega-PureFlow_Press-V5618-PxPxP-0_375in-2in | Standard | Standard | Level 1 | FL1_PipeFittings | 6635864 | Site |  | N/A |  | N/A | N/A | N/A | N/A
Pipe Fittings | PF_Tee_Equal_Reducing-Viega-PureFlow_Press-V5618-PxPxP-0_375in-2in | Standard | Standard | Level 1 | FL1_PipeFittings | 6636035 | Site |  | N/A |  | N/A | N/A | N/A | N/A
Pipe Fittings | PF_Tee_Equal_Reducing-Viega-PureFlow_Press-V5618-PxPxP-0_375in-2in | Standard | Standard | Level 1 | FL1_PipeFittings | 6636094 | Site |  | N/A |  | N/A | N/A | N/A | N/A
Pipe Fittings | PF_Tee_Equal_Reducing-Viega-PureFlow_Press-V5618-PxPxP-0_375in-2in | Standard | Standard | Level 1 | FL1_PipeFittings | 6636324 | Site |  | N/A |  | N/A | N/A | N/A | N/A
Pipe Fittings | PF_Tee_Equal_Reducing-Viega-PureFlow_Press-V5618-PxPxP-0_375in-2in | Standard | Standard | Level 1 | FL1_PipeFittings | 6637688 | Site |  | N/A |  | N/A | N/A | N/A | N/A
Pipe Fittings | PF_Tee_Equal_Reducing-Viega-PureFlow_Press-V5618-PxPxP-0_375in-2in1 | Standard 2 | Standard 2 | Level 1 | 133-TWSVP | 6219826 | Factory |  | N/A |  | N/A | N/A | N/A | N/A
Pipe Fittings | PF_Tee_OmegaFlex-TracPipe-AutoFlare | Standard | Standard | Level 1 | FL1_PipeFittings | 6645437 | Site |  | N/A |  | N/A | N/A | N/A | N/A
Pipes | Pipe Types | PT_Viega PureFlow PEX - V5002 - Blue Coil - Polymer Fittings | PT_Viega PureFlow PEX - V5002 - Blue Coil - Polymer Fittings - Plastic - Viega - Blue | Level 1 | FL1_Pipes | 6632925 | Site |  | Plastic - Viega - Blue |  | 56.27 | N/A | N/A | 220.96
Pipes | Pipe Types | PT_Viega PureFlow PEX - V5002 - Blue Coil - Polymer Fittings | PT_Viega PureFlow PEX - V5002 - Blue Coil - Polymer Fittings - Plastic - Viega - Blue | Level 1 | FL1_Pipes | 6632929 | Site |  | Plastic - Viega - Blue |  | 11.57 | N/A | N/A | 18.18
Pipes | Pipe Types | PT_Viega PureFlow PEX - V5002 - Blue Coil - Polymer Fittings | PT_Viega PureFlow PEX - V5002 - Blue Coil - Polymer Fittings - Plastic - Viega - Blue | Level 1 | FL1_Pipes | 6632931 | Site |  | Plastic - Viega - Blue |  | 90.44 | N/A | N/A | 142.07
Pipes | Pipe Types | PT_Viega PureFlow PEX - V5002 - Blue Coil - Polymer Fittings | PT_Viega PureFlow PEX - V5002 - Blue Coil - Polymer Fittings - Plastic - Viega - Blue | Level 1 | FL1_Pipes | 6632933 | Site |  | Plastic - Viega - Blue |  | 116.1 | N/A | N/A | 364.74
Pipes | Pipe Types | PT_Viega PureFlow PEX - V5002 - Blue Coil - Polymer Fittings | PT_Viega PureFlow PEX - V5002 - Blue Coil - Polymer Fittings - Plastic - Viega - Blue | Level 1 | FL1_Pipes | 6632937 | Site |  | Plastic - Viega - Blue |  | 120.99 | N/A | N/A | 475.13
Pipes | Pipe Types | PT_Viega PureFlow PEX - V5002 - Blue Coil - Polymer Fittings | PT_Viega PureFlow PEX - V5002 - Blue Coil - Polymer Fittings - Plastic - Viega - Blue | Level 1 | FL1_Pipes | 6633291 | Site |  | Plastic - Viega - Blue |  | 11.99 | N/A | N/A | 18.84
Pipes | Pipe Types | PT_Viega PureFlow PEX - V5002 - Blue Coil - Polymer Fittings | PT_Viega PureFlow PEX - V5002 - Blue Coil - Polymer Fittings - Plastic - Viega - Blue | Level 1 | FL1_Pipes | 6633461 | Site |  | Plastic - Viega - Blue |  | 12.15 | N/A | N/A | 28.62
Pipes | Pipe Types | PT_Viega PureFlow PEX - V5002 - Blue Coil - Polymer Fittings | PT_Viega PureFlow PEX - V5002 - Blue Coil - Polymer Fittings - Plastic - Viega - Blue | Level 1 | FL1_Pipes | 6633488 | Site |  | Plastic - Viega - Blue |  | 12.32 | N/A | N/A | 29.04
Pipes | Pipe Types | PT_Viega PureFlow PEX - V5002 - Blue Coil - Polymer Fittings | PT_Viega PureFlow PEX - V5002 - Blue Coil - Polymer Fittings - Plastic - Viega - Blue | Level 1 | FL1_Pipes | 6633499 | Site |  | Plastic - Viega - Blue |  | 97.21 | N/A | N/A | 229.03
Pipes | Pipe Types | PT_Viega PureFlow PEX - V5002 - Blue Coil - Polymer Fittings | PT_Viega PureFlow PEX - V5002 - Blue Coil - Polymer Fittings - Plastic - Viega - Blue | Level 1 | FL1_Pipes | 6633573 | Site |  | Plastic - Viega - Blue |  | 98.8 | N/A | N/A | 155.2
Pipes | Pipe Types | PT_Viega PureFlow PEX - V5002 - Blue Coil - Polymer Fittings | PT_Viega PureFlow PEX - V5002 - Blue Coil - Polymer Fittings - Plastic - Viega - Blue | Level 1 | FL1_Pipes | 6633597 | Site |  | Plastic - Viega - Blue |  | 4.63 | N/A | N/A | 10.91
Pipes | Pipe Types | PT_Viega PureFlow PEX - V5002 - Blue Coil - Polymer Fittings | PT_Viega PureFlow PEX - V5002 - Blue Coil - Polymer Fittings - Plastic - Viega - Blue | Level 1 | FL1_Pipes | 6633600 | Site |  | Plastic - Viega - Blue |  | 10.4 | N/A | N/A | 16.34
Pipes | Pipe Types | PT_Viega PureFlow PEX - V5002 - Blue Coil - Polymer Fittings | PT_Viega PureFlow PEX - V5002 - Blue Coil - Polymer Fittings - Plastic - Viega - Blue | Level 1 | FL1_Pipes | 6633825 | Site |  | Plastic - Viega - Blue |  | 21.12 | N/A | N/A | 49.76
Pipes | Pipe Types | PT_Viega PureFlow PEX - V5002 - Blue Coil - Polymer Fittings | PT_Viega PureFlow PEX - V5002 - Blue Coil - Polymer Fittings - Plastic - Viega - Blue | Level 1 | FL1_Pipes | 6633837 | Site |  | Plastic - Viega - Blue |  | 69.57 | N/A | N/A | 163.92
Pipes | Pipe Types | PT_Viega PureFlow PEX - V5002 - Blue Coil - Polymer Fittings | PT_Viega PureFlow PEX - V5002 - Blue Coil - Polymer Fittings - Plastic - Viega - Blue | Level 1 | FL1_Pipes | 6633840 | Site |  | Plastic - Viega - Blue |  | 11.44 | N/A | N/A | 26.95
Pipes | Pipe Types | PT_Viega PureFlow PEX - V5002 - Blue Coil - Polymer Fittings | PT_Viega PureFlow PEX - V5002 - Blue Coil - Polymer Fittings - Plastic - Viega - Blue | Level 1 | FL1_Pipes | 6633904 | Site |  | Plastic - Viega - Blue |  | 33.48 | N/A | N/A | 52.58
Pipes | Pipe Types | PT_Viega PureFlow PEX - V5002 - Blue Coil - Polymer Fittings | PT_Viega PureFlow PEX - V5002 - Blue Coil - Polymer Fittings - Plastic - Viega - Blue | Level 1 | FL1_Pipes | 6633919 | Site |  | Plastic - Viega - Blue |  | 5.41 | N/A | N/A | 8.49
Pipes | Pipe Types | PT_Viega PureFlow PEX - V5002 - Blue Coil - Polymer Fittings | PT_Viega PureFlow PEX - V5002 - Blue Coil - Polymer Fittings - Plastic - Viega - Blue | Level 1 | FL1_Pipes | 6633922 | Site |  | Plastic - Viega - Blue |  | 11.1 | N/A | N/A | 17.44
Pipes | Pipe Types | PT_Viega PureFlow PEX - V5002 - Blue Coil - Polymer Fittings | PT_Viega PureFlow PEX - V5002 - Blue Coil - Polymer Fittings - Plastic - Viega - Blue | Level 1 | FL1_Pipes | 6634026 | Site |  | Plastic - Viega - Blue |  | 136.23 | N/A | N/A | 213.98
Pipes | Pipe Types | PT_Viega PureFlow PEX - V5002 - Blue Coil - Polymer Fittings | PT_Viega PureFlow PEX - V5002 - Blue Coil - Polymer Fittings - Plastic - Viega - Blue | Level 1 | FL1_Pipes | 6634087 | Site |  | Plastic - Viega - Blue |  | 21.48 | N/A | N/A | 33.74
Pipes | Pipe Types | PT_Viega PureFlow PEX - V5002 - Blue Coil - Polymer Fittings | PT_Viega PureFlow PEX - V5002 - Blue Coil - Polymer Fittings - Plastic - Viega - Blue | Level 1 | FL1_Pipes | 6634098 | Site |  | Plastic - Viega - Blue |  | 27.38 | N/A | N/A | 43.01
Pipes | Pipe Types | PT_Viega PureFlow PEX - V5002 - Blue Coil - Polymer Fittings | PT_Viega PureFlow PEX - V5002 - Blue Coil - Polymer Fittings - Plastic - Viega - Blue | Level 1 | FL1_Pipes | 6634281 | Site |  | Plastic - Viega - Blue |  | 19.49 | N/A | N/A | 30.61
Pipes | Pipe Types | PT_Viega PureFlow PEX - V5002 - Blue Coil - Polymer Fittings | PT_Viega PureFlow PEX - V5002 - Blue Coil - Polymer Fittings - Plastic - Viega - Blue | Level 1 | FL1_Pipes | 6634292 | Site |  | Plastic - Viega - Blue |  | 104.16 | N/A | N/A | 409.02
Pipes | Pipe Types | PT_Viega PureFlow PEX - V5002 - Blue Coil - Polymer Fittings | PT_Viega PureFlow PEX - V5002 - Blue Coil - Polymer Fittings - Plastic - Viega - Blue | Level 1 | FL1_Pipes | 6634910 | Site |  | Plastic - Viega - Blue |  | 7.99 | N/A | N/A | 31.37
Pipes | Pipe Types | PT_Viega PureFlow PEX - V5002 - Blue Coil - Polymer Fittings | PT_Viega PureFlow PEX - V5002 - Blue Coil - Polymer Fittings - Plastic - Viega - Blue | Level 1 | FL1_Pipes | 6634923 | Site |  | Plastic - Viega - Blue |  | 51.7 | N/A | N/A | 203.04
Pipes | Pipe Types | PT_Viega PureFlow PEX - V5001 - Red Coil - Polymer Fittings | PT_Viega PureFlow PEX - V5001 - Red Coil - Polymer Fittings - Plastic - Viega - Red | Level 1 | FL1_Pipes | 6635289 | Site |  | Plastic - Viega - Red |  | 10.99 | N/A | N/A | 34.52
Pipes | Pipe Types | PT_Viega PureFlow PEX - V5002 - Blue Coil - Polymer Fittings | PT_Viega PureFlow PEX - V5002 - Blue Coil - Polymer Fittings - Plastic - Viega - Blue | Level 1 | FL1_Pipes | 6635765 | Site |  | Plastic - Viega - Blue |  | 15.04 | N/A | N/A | 59.05
Pipes | Pipe Types | PT_Viega PureFlow PEX - V5001 - Red Coil - Polymer Fittings | PT_Viega PureFlow PEX - V5001 - Red Coil - Polymer Fittings - Plastic - Viega - Red | Level 1 | FL1_Pipes | 6635792 | Site |  | Plastic - Viega - Red |  | 2.14 | N/A | N/A | 5.03
Pipes | Pipe Types | PT_Viega PureFlow PEX - V5001 - Red Coil - Polymer Fittings | PT_Viega PureFlow PEX - V5001 - Red Coil - Polymer Fittings - Plastic - Viega - Red | Level 1 | FL1_Pipes | 6635804 | Site |  | Plastic - Viega - Red |  | 24.14 | N/A | N/A | 56.88
Pipes | Pipe Types | PT_Viega PureFlow PEX - V5001 - Red Coil - Polymer Fittings | PT_Viega PureFlow PEX - V5001 - Red Coil - Polymer Fittings - Plastic - Viega - Red | Level 1 | FL1_Pipes | 6635939 | Site |  | Plastic - Viega - Red |  | 119.88 | N/A | N/A | 188.31
Pipes | Pipe Types | PT_Viega PureFlow PEX - V5001 - Red Coil - Polymer Fittings | PT_Viega PureFlow PEX - V5001 - Red Coil - Polymer Fittings - Plastic - Viega - Red | Level 1 | FL1_Pipes | 6635946 | Site |  | Plastic - Viega - Red |  | 37.31 | N/A | N/A | 87.91
Pipes | Pipe Types | PT_Viega PureFlow PEX - V5001 - Red Coil - Polymer Fittings | PT_Viega PureFlow PEX - V5001 - Red Coil - Polymer Fittings - Plastic - Viega - Red | Level 1 | FL1_Pipes | 6635998 | Site |  | Plastic - Viega - Red |  | 8.48 | N/A | N/A | 13.31
Pipes | Pipe Types | PT_Viega PureFlow PEX - V5001 - Red Coil - Polymer Fittings | PT_Viega PureFlow PEX - V5001 - Red Coil - Polymer Fittings - Plastic - Viega - Red | Level 1 | FL1_Pipes | 6636032 | Site |  | Plastic - Viega - Red |  | 129.32 | N/A | N/A | 203.13
Pipes | Pipe Types | PT_Viega PureFlow PEX - V5001 - Red Coil - Polymer Fittings | PT_Viega PureFlow PEX - V5001 - Red Coil - Polymer Fittings - Plastic - Viega - Red | Level 1 | FL1_Pipes | 6636036 | Site |  | Plastic - Viega - Red |  | 160.36 | N/A | N/A | 377.84
Pipes | Pipe Types | PT_Viega PureFlow PEX - V5001 - Red Coil - Polymer Fittings | PT_Viega PureFlow PEX - V5001 - Red Coil - Polymer Fittings - Plastic - Viega - Red | Level 1 | FL1_Pipes | 6636114 | Site |  | Plastic - Viega - Red |  | 56.65 | N/A | N/A | 133.49
Pipes | Pipe Types | PT_Viega PureFlow PEX - V5001 - Red Coil - Polymer Fittings | PT_Viega PureFlow PEX - V5001 - Red Coil - Polymer Fittings - Plastic - Viega - Red | Level 1 | FL1_Pipes | 6636210 | Site |  | Plastic - Viega - Red |  | 71.2 | N/A | N/A | 111.84
Pipes | Pipe Types | PT_Viega PureFlow PEX - V5001 - Red Coil - Polymer Fittings | PT_Viega PureFlow PEX - V5001 - Red Coil - Polymer Fittings - Plastic - Viega - Red | Level 1 | FL1_Pipes | 6636254 | Site |  | Plastic - Viega - Red |  | 16.33 | N/A | N/A | 25.65
Pipes | Pipe Types | PT_Viega PureFlow PEX - V5001 - Red Coil - Polymer Fittings | PT_Viega PureFlow PEX - V5001 - Red Coil - Polymer Fittings - Plastic - Viega - Red | Level 1 | FL1_Pipes | 6636299 | Site |  | Plastic - Viega - Red |  | 80.16 | N/A | N/A | 125.91
Pipes | Pipe Types | PT_Viega PureFlow PEX - V5001 - Red Coil - Polymer Fittings | PT_Viega PureFlow PEX - V5001 - Red Coil - Polymer Fittings - Plastic - Viega - Red | Level 1 | FL1_Pipes | 6636325 | Site |  | Plastic - Viega - Red |  | 4.53 | N/A | N/A | 10.68
Pipes | Pipe Types | PT_Viega PureFlow PEX - V5002 - Blue Coil - Polymer Fittings | PT_Viega PureFlow PEX - V5002 - Blue Coil - Polymer Fittings - Plastic - Viega - Blue | Level 1 | FL1_Pipes | 6636452 | Site |  | Plastic - Viega - Blue |  | 67.77 | N/A | N/A | 266.13
Pipes | Pipe Types | PT_Viega PureFlow PEX - V5002 - Blue Coil - Polymer Fittings | PT_Viega PureFlow PEX - V5002 - Blue Coil - Polymer Fittings - Plastic - Viega - Blue | Level 1 | FL1_Pipes | 6636528 | Site |  | Plastic - Viega - Blue |  | 35.49 | N/A | N/A | 55.74
Pipes | Pipe Types | PT_Viega PureFlow PEX - V5001 - Red Coil - Polymer Fittings | PT_Viega PureFlow PEX - V5001 - Red Coil - Polymer Fittings - Plastic - Viega - Red | Level 1 | FL1_Pipes | 6636554 | Site |  | Plastic - Viega - Red |  | 39.49 | N/A | N/A | 62.03
Pipes | Pipe Types | PT_Viega PureFlow PEX - V5002 - Blue Coil - Polymer Fittings | PT_Viega PureFlow PEX - V5002 - Blue Coil - Polymer Fittings - Plastic - Viega - Blue | Level 1 | FL1_Pipes | 6636602 | Site |  | Plastic - Viega - Blue |  | 136.98 | N/A | N/A | 215.16
Pipes | Pipe Types | PT_Viega PureFlow PEX - V5001 - Red Coil - Polymer Fittings | PT_Viega PureFlow PEX - V5001 - Red Coil - Polymer Fittings - Plastic - Viega - Red | Level 1 | FL1_Pipes | 6636627 | Site |  | Plastic - Viega - Red |  | 140.98 | N/A | N/A | 221.44
Pipes | Pipe Types | PT_Viega PureFlow PEX - V5002 - Blue Coil - Polymer Fittings | PT_Viega PureFlow PEX - V5002 - Blue Coil - Polymer Fittings - Plastic - Viega - Blue | Level 1 | FL1_Pipes | 6636673 | Site |  | Plastic - Viega - Blue |  | 95.32 | N/A | N/A | 224.6
Pipes | Pipe Types | PT_Viega PureFlow PEX - V5002 - Blue Coil - Polymer Fittings | PT_Viega PureFlow PEX - V5002 - Blue Coil - Polymer Fittings - Plastic - Viega - Blue | Level 1 | FL1_Pipes | 6636709 | Site |  | Plastic - Viega - Blue |  | 95.32 | N/A | N/A | 224.6
Pipes | Pipe Types | PT_Viega PureFlow PEX - V5002 - Blue Coil - Polymer Fittings | PT_Viega PureFlow PEX - V5002 - Blue Coil - Polymer Fittings - Plastic - Viega - Blue | Level 1 | FL1_Pipes | 6636747 | Site |  | Plastic - Viega - Blue |  | 80.49 | N/A | N/A | 126.43
Pipes | Pipe Types | PT_Viega PureFlow PEX - V5002 - Blue Coil - Polymer Fittings | PT_Viega PureFlow PEX - V5002 - Blue Coil - Polymer Fittings - Plastic - Viega - Blue | Level 1 | FL1_Pipes | 6636834 | Site |  | Plastic - Viega - Blue |  | 95.49 | N/A | N/A | 149.99
Pipes | Pipe Types | PT_Viega PureFlow PEX - V5001 - Red Coil - Polymer Fittings | PT_Viega PureFlow PEX - V5001 - Red Coil - Polymer Fittings - Plastic - Viega - Red | Level 1 | FL1_Pipes | 6636859 | Site |  | Plastic - Viega - Red |  | 87.49 | N/A | N/A | 137.43
Pipes | Pipe Types | PT_Viega PureFlow PEX - V5002 - Blue Coil - Polymer Fittings | PT_Viega PureFlow PEX - V5002 - Blue Coil - Polymer Fittings - Plastic - Viega - Blue | Level 1 | FL1_Pipes | 6636887 | Site |  | Plastic - Viega - Blue |  | 95.32 | N/A | N/A | 224.6
Pipes | Pipe Types | PT_Viega PureFlow PEX - V5001 - Red Coil - Polymer Fittings | PT_Viega PureFlow PEX - V5001 - Red Coil - Polymer Fittings - Plastic - Viega - Red | Level 1 | FL1_Pipes | 6636917 | Site |  | Plastic - Viega - Red |  | 99.49 | N/A | N/A | 156.28
Pipes | Pipe Types | PT_Viega PureFlow PEX - V5002 - Blue Coil - Polymer Fittings | PT_Viega PureFlow PEX - V5002 - Blue Coil - Polymer Fittings - Plastic - Viega - Blue | Level 1 | FL1_Pipes | 6636943 | Site |  | Plastic - Viega - Blue |  | 95.49 | N/A | N/A | 149.99
Pipes | Pipe Types | PT_Viega PureFlow PEX - V5001 - Red Coil - Polymer Fittings | PT_Viega PureFlow PEX - V5001 - Red Coil - Polymer Fittings - Plastic - Viega - Red | Level 1 | FL1_Pipes | 6636970 | Site |  | Plastic - Viega - Red |  | 87.49 | N/A | N/A | 137.43
Pipes | Pipe Types | PT_Viega PureFlow PEX - V5002 - Blue Coil - Polymer Fittings | PT_Viega PureFlow PEX - V5002 - Blue Coil - Polymer Fittings - Plastic - Viega - Blue | Level 1 | FL1_Pipes | 6636997 | Site |  | Plastic - Viega - Blue |  | 83.49 | N/A | N/A | 131.14
Pipes | Pipe Types | PT_Viega PureFlow PEX - V5002 - Blue Coil - Polymer Fittings | PT_Viega PureFlow PEX - V5002 - Blue Coil - Polymer Fittings - Plastic - Viega - Blue | Level 1 | FL1_Pipes | 6637461 | Site |  | Plastic - Viega - Blue |  | 95.49 | N/A | N/A | 149.99
Pipes | Pipe Types | PT_Viega PureFlow PEX - V5001 - Red Coil - Polymer Fittings | PT_Viega PureFlow PEX - V5001 - Red Coil - Polymer Fittings - Plastic - Viega - Red | Level 1 | FL1_Pipes | 6637486 | Site |  | Plastic - Viega - Red |  | 12.3 | N/A | N/A | 19.32
Pipes | Pipe Types | PT_Viega PureFlow PEX - V5001 - Red Coil - Polymer Fittings | PT_Viega PureFlow PEX - V5001 - Red Coil - Polymer Fittings - Plastic - Viega - Red | Level 1 | FL1_Pipes | 6637560 | Site |  | Plastic - Viega - Red |  | 99.49 | N/A | N/A | 156.28
Pipes | Pipe Types | PT_Viega PureFlow PEX - V5001 - Red Coil - Polymer Fittings | PT_Viega PureFlow PEX - V5001 - Red Coil - Polymer Fittings - Plastic - Viega - Red | Level 1 | FL1_Pipes | 6637610 | Site |  | Plastic - Viega - Red |  | 31.99 | N/A | N/A | 50.26
Pipes | Pipe Types | PT_Viega PureFlow PEX - V5001 - Red Coil - Polymer Fittings | PT_Viega PureFlow PEX - V5001 - Red Coil - Polymer Fittings - Plastic - Viega - Red | Level 1 | FL1_Pipes | 6637689 | Site |  | Plastic - Viega - Red |  | 27.26 | N/A | N/A | 85.63
Pipes | Pipe Types | PT_Viega PureFlow PEX - V5002 - Blue Coil - Polymer Fittings | PT_Viega PureFlow PEX - V5002 - Blue Coil - Polymer Fittings - Plastic - Viega - Blue | Level 1 | FL1_Pipes | 6637783 | Site |  | Plastic - Viega - Blue |  | 43.23 | N/A | N/A | 67.9
Pipes | Pipe Types | PT_Viega PureFlow PEX - V5001 - Red Coil - Polymer Fittings | PT_Viega PureFlow PEX - V5001 - Red Coil - Polymer Fittings - Plastic - Viega - Red | Level 1 | FL1_Pipes | 6637815 | Site |  | Plastic - Viega - Red |  | 39.56 | N/A | N/A | 62.13
Pipes | Pipe Types | PT_Viega PureFlow PEX - V5001 - Red Coil - Polymer Fittings | PT_Viega PureFlow PEX - V5001 - Red Coil - Polymer Fittings - Plastic - Viega - Red | Level 1 | FL1_Pipes | 6637935 | Site |  | Plastic - Viega - Red |  | 17.49 | N/A | N/A | 27.47
Pipes | Pipe Types | PT_Viega PureFlow PEX - V5002 - Blue Coil - Polymer Fittings | PT_Viega PureFlow PEX - V5002 - Blue Coil - Polymer Fittings - Plastic - Viega - Blue | Level 1 | FL1_Pipes | 6637961 | Site |  | Plastic - Viega - Blue |  | 17.49 | N/A | N/A | 27.47
Pipes | Pipe Types | PT_Viega PureFlow PEX - V5001 - Red Coil - Polymer Fittings | PT_Viega PureFlow PEX - V5001 - Red Coil - Polymer Fittings - Plastic - Viega - Red | Level 1 | FL1_Pipes | 6638014 | Site |  | Plastic - Viega - Red |  | 54.49 | N/A | N/A | 85.59
Pipes | Pipe Types | PT_Viega PureFlow PEX - V5002 - Blue Coil - Polymer Fittings | PT_Viega PureFlow PEX - V5002 - Blue Coil - Polymer Fittings - Plastic - Viega - Blue | Level 1 | FL1_Pipes | 6638035 | Site |  | Plastic - Viega - Blue |  | 53.24 | N/A | N/A | 83.63
Pipes | Pipe Types | PT_CSST | PT_CSST - OmegaFlex - TracPipe | Level 1 | FL1_Pipes | 6645431 | Site |  | OmegaFlex - TracPipe |  | 78 | N/A | N/A | 122.52
Pipes | Pipe Types | PT_CSST | PT_CSST - OmegaFlex - TracPipe | Level 1 | FL1_Pipes | 6645435 | Site |  | OmegaFlex - TracPipe |  | 95.21 | N/A | N/A | 149.56
Roofs | Basic Roof | 34 | 34 | Level 1 Top Plate | FL1 Top Plate_Roofs | 6529284 | Factory |  | N/A |  | N/A | N/A | N/A | 140979.55
Roofs | Basic Roof | 34 | 34 | Level 1 Top Plate | FL1 Top Plate_Roofs | 6531016 | Site |  | N/A |  | N/A | N/A | N/A | 23344.54
Roofs | Basic Roof | 34 | 34 | Level 1 Top Plate | FL1 Top Plate_Roofs | 6531084 | Site |  | N/A |  | N/A | N/A | N/A | 23344.56
Rooms | Unknown Family | Unknown Type | SKU-1188835 |  | FLUnknown_Rooms | 1188835 |  |  | N/A |  | N/A | N/A | N/A | N/A
Rooms | Unknown Family | Unknown Type | SKU-232599 |  | FLUnknown_Rooms | 232599 |  |  | N/A |  | N/A | N/A | N/A | N/A
Rooms | Unknown Family | Unknown Type | SKU-232606 |  | FLUnknown_Rooms | 232606 |  |  | N/A |  | N/A | N/A | N/A | N/A
Rooms | Unknown Family | Unknown Type | SKU-232611 |  | FLUnknown_Rooms | 232611 |  |  | N/A |  | N/A | N/A | N/A | N/A
Rooms | Unknown Family | Unknown Type | SKU-232614 |  | FLUnknown_Rooms | 232614 |  |  | N/A |  | N/A | N/A | N/A | N/A
Rooms | Unknown Family | Unknown Type | SKU-232634 |  | FLUnknown_Rooms | 232634 |  |  | N/A |  | N/A | N/A | N/A | N/A
Rooms | Unknown Family | Unknown Type | SKU-232635 |  | FLUnknown_Rooms | 232635 |  |  | N/A |  | N/A | N/A | N/A | N/A
Rooms | Unknown Family | Unknown Type | SKU-232636 |  | FLUnknown_Rooms | 232636 |  |  | N/A |  | N/A | N/A | N/A | N/A
Rooms | Unknown Family | Unknown Type | SKU-232637 |  | FLUnknown_Rooms | 232637 |  |  | N/A |  | N/A | N/A | N/A | N/A
Rooms | Unknown Family | Unknown Type | SKU-232638 |  | FLUnknown_Rooms | 232638 |  |  | N/A |  | N/A | N/A | N/A | N/A
Rooms | Unknown Family | Unknown Type | SKU-232639 |  | FLUnknown_Rooms | 232639 |  |  | N/A |  | N/A | N/A | N/A | N/A
Rooms | Unknown Family | Unknown Type | SKU-232640 |  | FLUnknown_Rooms | 232640 |  |  | N/A |  | N/A | N/A | N/A | N/A
Rooms | Unknown Family | Unknown Type | SKU-232641 |  | FLUnknown_Rooms | 232641 |  |  | N/A |  | N/A | N/A | N/A | N/A
Rooms | Unknown Family | Unknown Type | SKU-232642 |  | FLUnknown_Rooms | 232642 |  |  | N/A |  | N/A | N/A | N/A | N/A
Rooms | Unknown Family | Unknown Type | SKU-232643 |  | FLUnknown_Rooms | 232643 |  |  | N/A |  | N/A | N/A | N/A | N/A
Rooms | Unknown Family | Unknown Type | SKU-232644 |  | FLUnknown_Rooms | 232644 |  |  | N/A |  | N/A | N/A | N/A | N/A
Rooms | Unknown Family | Unknown Type | SKU-232645 |  | FLUnknown_Rooms | 232645 |  |  | N/A |  | N/A | N/A | N/A | N/A
Rooms | Unknown Family | Unknown Type | SKU-233633 |  | FLUnknown_Rooms | 233633 |  |  | N/A |  | N/A | N/A | N/A | N/A
Rooms | Unknown Family | Unknown Type | SKU-233774 |  | FLUnknown_Rooms | 233774 |  |  | N/A |  | N/A | N/A | N/A | N/A
Rooms | Unknown Family | Unknown Type | SKU-233777 |  | FLUnknown_Rooms | 233777 |  |  | N/A |  | N/A | N/A | N/A | N/A
Rooms | Unknown Family | Unknown Type | SKU-234039 |  | FLUnknown_Rooms | 234039 |  |  | N/A |  | N/A | N/A | N/A | N/A
Rooms | Unknown Family | Unknown Type | SKU-234042 |  | FLUnknown_Rooms | 234042 |  |  | N/A |  | N/A | N/A | N/A | N/A
Rooms | Unknown Family | Unknown Type | SKU-234044 |  | FLUnknown_Rooms | 234044 |  |  | N/A |  | N/A | N/A | N/A | N/A
Rooms | Unknown Family | Unknown Type | SKU-234093 |  | FLUnknown_Rooms | 234093 |  |  | N/A |  | N/A | N/A | N/A | N/A
Rooms | Unknown Family | Unknown Type | SKU-234096 |  | FLUnknown_Rooms | 234096 |  |  | N/A |  | N/A | N/A | N/A | N/A
Rooms | Unknown Family | Unknown Type | SKU-234098 |  | FLUnknown_Rooms | 234098 |  |  | N/A |  | N/A | N/A | N/A | N/A
Rooms | Unknown Family | Unknown Type | SKU-234190 |  | FLUnknown_Rooms | 234190 |  |  | N/A |  | N/A | N/A | N/A | N/A
Rooms | Unknown Family | Unknown Type | SKU-234192 |  | FLUnknown_Rooms | 234192 |  |  | N/A |  | N/A | N/A | N/A | N/A
Rooms | Unknown Family | Unknown Type | SKU-234195 |  | FLUnknown_Rooms | 234195 |  |  | N/A |  | N/A | N/A | N/A | N/A
Rooms | Unknown Family | Unknown Type | SKU-234348 |  | FLUnknown_Rooms | 234348 |  |  | N/A |  | N/A | N/A | N/A | N/A
Rooms | Unknown Family | Unknown Type | SKU-234510 |  | FLUnknown_Rooms | 234510 |  |  | N/A |  | N/A | N/A | N/A | N/A
Rooms | Unknown Family | Unknown Type | SKU-234512 |  | FLUnknown_Rooms | 234512 |  |  | N/A |  | N/A | N/A | N/A | N/A
Rooms | Unknown Family | Unknown Type | SKU-234695 |  | FLUnknown_Rooms | 234695 |  |  | N/A |  | N/A | N/A | N/A | N/A
Rooms | Unknown Family | Unknown Type | SKU-234726 |  | FLUnknown_Rooms | 234726 |  |  | N/A |  | N/A | N/A | N/A | N/A
Rooms | Unknown Family | Unknown Type | SKU-234893 |  | FLUnknown_Rooms | 234893 |  |  | N/A |  | N/A | N/A | N/A | N/A
Rooms | Unknown Family | Unknown Type | SKU-2533725 |  | FLUnknown_Rooms | 2533725 |  |  | N/A |  | N/A | N/A | N/A | N/A
Rooms | Unknown Family | Unknown Type | SKU-2533726 |  | FLUnknown_Rooms | 2533726 |  |  | N/A |  | N/A | N/A | N/A | N/A
Rooms | Unknown Family | Unknown Type | SKU-2533727 |  | FLUnknown_Rooms | 2533727 |  |  | N/A |  | N/A | N/A | N/A | N/A
Rooms | Unknown Family | Unknown Type | SKU-2533728 |  | FLUnknown_Rooms | 2533728 |  |  | N/A |  | N/A | N/A | N/A | N/A
Rooms | Unknown Family | Unknown Type | SKU-2533729 |  | FLUnknown_Rooms | 2533729 |  |  | N/A |  | N/A | N/A | N/A | N/A
Rooms | Unknown Family | Unknown Type | SKU-2533730 |  | FLUnknown_Rooms | 2533730 |  |  | N/A |  | N/A | N/A | N/A | N/A
Rooms | Unknown Family | Unknown Type | SKU-2533731 |  | FLUnknown_Rooms | 2533731 |  |  | N/A |  | N/A | N/A | N/A | N/A
Rooms | Unknown Family | Unknown Type | SKU-2533732 |  | FLUnknown_Rooms | 2533732 |  |  | N/A |  | N/A | N/A | N/A | N/A
Rooms | Unknown Family | Unknown Type | SKU-2533733 |  | FLUnknown_Rooms | 2533733 |  |  | N/A |  | N/A | N/A | N/A | N/A
Rooms | Unknown Family | Unknown Type | SKU-2533734 |  | FLUnknown_Rooms | 2533734 |  |  | N/A |  | N/A | N/A | N/A | N/A
Rooms | Unknown Family | Unknown Type | SKU-2533735 |  | FLUnknown_Rooms | 2533735 |  |  | N/A |  | N/A | N/A | N/A | N/A
Rooms | Unknown Family | Unknown Type | SKU-2533736 |  | FLUnknown_Rooms | 2533736 |  |  | N/A |  | N/A | N/A | N/A | N/A
Rooms | Unknown Family | Unknown Type | SKU-2533737 |  | FLUnknown_Rooms | 2533737 |  |  | N/A |  | N/A | N/A | N/A | N/A
Rooms | Unknown Family | Unknown Type | SKU-2533738 |  | FLUnknown_Rooms | 2533738 |  |  | N/A |  | N/A | N/A | N/A | N/A
Rooms | Unknown Family | Unknown Type | SKU-2533739 |  | FLUnknown_Rooms | 2533739 |  |  | N/A |  | N/A | N/A | N/A | N/A
Rooms | Unknown Family | Unknown Type | SKU-2533740 |  | FLUnknown_Rooms | 2533740 |  |  | N/A |  | N/A | N/A | N/A | N/A
Rooms | Unknown Family | Unknown Type | SKU-2533741 |  | FLUnknown_Rooms | 2533741 |  |  | N/A |  | N/A | N/A | N/A | N/A
Rooms | Unknown Family | Unknown Type | SKU-2533742 |  | FLUnknown_Rooms | 2533742 |  |  | N/A |  | N/A | N/A | N/A | N/A
Rooms | Unknown Family | Unknown Type | SKU-2533743 |  | FLUnknown_Rooms | 2533743 |  |  | N/A |  | N/A | N/A | N/A | N/A
Rooms | Unknown Family | Unknown Type | SKU-258529 |  | FLUnknown_Rooms | 258529 |  |  | N/A |  | N/A | N/A | N/A | N/A
Rooms | Unknown Family | Unknown Type | SKU-258551 |  | FLUnknown_Rooms | 258551 |  |  | N/A |  | N/A | N/A | N/A | N/A
Rooms | Unknown Family | Unknown Type | SKU-258774 |  | FLUnknown_Rooms | 258774 |  |  | N/A |  | N/A | N/A | N/A | N/A
Rooms | Unknown Family | Unknown Type | SKU-259103 |  | FLUnknown_Rooms | 259103 |  |  | N/A |  | N/A | N/A | N/A | N/A
Rooms | Unknown Family | Unknown Type | SKU-294806 |  | FLUnknown_Rooms | 294806 |  |  | N/A |  | N/A | N/A | N/A | N/A
Rooms | Unknown Family | Unknown Type | SKU-295102 |  | FLUnknown_Rooms | 295102 |  |  | N/A |  | N/A | N/A | N/A | N/A
Rooms | Unknown Family | Unknown Type | SKU-295106 |  | FLUnknown_Rooms | 295106 |  |  | N/A |  | N/A | N/A | N/A | N/A
Rooms | Unknown Family | Unknown Type | SKU-295109 |  | FLUnknown_Rooms | 295109 |  |  | N/A |  | N/A | N/A | N/A | N/A
Rooms | Unknown Family | Unknown Type | SKU-295112 |  | FLUnknown_Rooms | 295112 |  |  | N/A |  | N/A | N/A | N/A | N/A
Rooms | Unknown Family | Unknown Type | SKU-307842 |  | FLUnknown_Rooms | 307842 |  |  | N/A |  | N/A | N/A | N/A | N/A
Rooms | Unknown Family | Unknown Type | SKU-444455 |  | FLUnknown_Rooms | 444455 |  |  | N/A |  | N/A | N/A | N/A | N/A
Rooms | Unknown Family | Unknown Type | SKU-444460 |  | FLUnknown_Rooms | 444460 |  |  | N/A |  | N/A | N/A | N/A | N/A
Rooms | Unknown Family | Unknown Type | SKU-444465 |  | FLUnknown_Rooms | 444465 |  |  | N/A |  | N/A | N/A | N/A | N/A
Rooms | Unknown Family | Unknown Type | SKU-444469 |  | FLUnknown_Rooms | 444469 |  |  | N/A |  | N/A | N/A | N/A | N/A
Rooms | Unknown Family | Unknown Type | SKU-5251245 |  | FLUnknown_Rooms | 5251245 |  |  | N/A |  | N/A | N/A | N/A | N/A
Rooms | Unknown Family | Unknown Type | SKU-5251246 |  | FLUnknown_Rooms | 5251246 |  |  | N/A |  | N/A | N/A | N/A | N/A
Rooms | Unknown Family | Unknown Type | SKU-5251247 |  | FLUnknown_Rooms | 5251247 |  |  | N/A |  | N/A | N/A | N/A | N/A
Rooms | Unknown Family | Unknown Type | SKU-5251248 |  | FLUnknown_Rooms | 5251248 |  |  | N/A |  | N/A | N/A | N/A | N/A
Rooms | Unknown Family | Unknown Type | SKU-5251249 |  | FLUnknown_Rooms | 5251249 |  |  | N/A |  | N/A | N/A | N/A | N/A
Rooms | Unknown Family | Unknown Type | SKU-5251250 |  | FLUnknown_Rooms | 5251250 |  |  | N/A |  | N/A | N/A | N/A | N/A
Rooms | Unknown Family | Unknown Type | SKU-5251251 |  | FLUnknown_Rooms | 5251251 |  |  | N/A |  | N/A | N/A | N/A | N/A
Rooms | Unknown Family | Unknown Type | SKU-5251252 |  | FLUnknown_Rooms | 5251252 |  |  | N/A |  | N/A | N/A | N/A | N/A
Rooms | Unknown Family | Unknown Type | SKU-5251253 |  | FLUnknown_Rooms | 5251253 |  |  | N/A |  | N/A | N/A | N/A | N/A
Rooms | Unknown Family | Unknown Type | SKU-5251254 |  | FLUnknown_Rooms | 5251254 |  |  | N/A |  | N/A | N/A | N/A | N/A
Rooms | Unknown Family | Unknown Type | SKU-5251255 |  | FLUnknown_Rooms | 5251255 |  |  | N/A |  | N/A | N/A | N/A | N/A
Rooms | Unknown Family | Unknown Type | SKU-5251256 |  | FLUnknown_Rooms | 5251256 |  |  | N/A |  | N/A | N/A | N/A | N/A
Rooms | Unknown Family | Unknown Type | SKU-5251257 |  | FLUnknown_Rooms | 5251257 |  |  | N/A |  | N/A | N/A | N/A | N/A
Rooms | Unknown Family | Unknown Type | SKU-5251258 |  | FLUnknown_Rooms | 5251258 |  |  | N/A |  | N/A | N/A | N/A | N/A
Rooms | Unknown Family | Unknown Type | SKU-5251259 |  | FLUnknown_Rooms | 5251259 |  |  | N/A |  | N/A | N/A | N/A | N/A
Rooms | Unknown Family | Unknown Type | SKU-5251260 |  | FLUnknown_Rooms | 5251260 |  |  | N/A |  | N/A | N/A | N/A | N/A
Rooms | Unknown Family | Unknown Type | SKU-5251261 |  | FLUnknown_Rooms | 5251261 |  |  | N/A |  | N/A | N/A | N/A | N/A
Rooms | Unknown Family | Unknown Type | SKU-5251262 |  | FLUnknown_Rooms | 5251262 |  |  | N/A |  | N/A | N/A | N/A | N/A
Rooms | Unknown Family | Unknown Type | SKU-6476535 | Level 1 | FL1_Rooms | 6476535 |  |  | N/A |  | N/A | N/A | N/A | N/A
Rooms | Unknown Family | Unknown Type | SKU-6476536 | Level 1 | FL1_Rooms | 6476536 |  |  | N/A |  | N/A | N/A | N/A | N/A
Rooms | Unknown Family | Unknown Type | SKU-6476537 | Level 1 | FL1_Rooms | 6476537 |  |  | N/A |  | N/A | N/A | N/A | N/A
Rooms | Unknown Family | Unknown Type | SKU-6476538 | Level 1 | FL1_Rooms | 6476538 |  |  | N/A |  | N/A | N/A | N/A | N/A
Rooms | Unknown Family | Unknown Type | SKU-6476539 | Level 1 | FL1_Rooms | 6476539 |  |  | N/A |  | N/A | N/A | N/A | N/A
Rooms | Unknown Family | Unknown Type | SKU-6476540 | Level 1 | FL1_Rooms | 6476540 |  |  | N/A |  | N/A | N/A | N/A | N/A
Rooms | Unknown Family | Unknown Type | SKU-6476541 | Level 1 | FL1_Rooms | 6476541 |  |  | N/A |  | N/A | N/A | N/A | N/A
Rooms | Unknown Family | Unknown Type | SKU-6476542 | Level 1 | FL1_Rooms | 6476542 |  |  | N/A |  | N/A | N/A | N/A | N/A
Rooms | Unknown Family | Unknown Type | SKU-6476543 | Level 1 | FL1_Rooms | 6476543 |  |  | N/A |  | N/A | N/A | N/A | N/A
Rooms | Unknown Family | Unknown Type | SKU-6476544 | Level 1 | FL1_Rooms | 6476544 |  |  | N/A |  | N/A | N/A | N/A | N/A
Rooms | Unknown Family | Unknown Type | SKU-6476545 | Level 1 | FL1_Rooms | 6476545 |  |  | N/A |  | N/A | N/A | N/A | N/A
Rooms | Unknown Family | Unknown Type | SKU-6476546 | Level 1 | FL1_Rooms | 6476546 |  |  | N/A |  | N/A | N/A | N/A | N/A
Rooms | Unknown Family | Unknown Type | SKU-6476550 | Level 1 | FL1_Rooms | 6476550 |  |  | N/A |  | N/A | N/A | N/A | N/A
Rooms | Unknown Family | Unknown Type | SKU-6476573 | Level 1 | FL1_Rooms | 6476573 |  |  | N/A |  | N/A | N/A | N/A | N/A
Scope Boxes | Unknown Family | Unknown Type | SKU-2035656 |  | FLUnknown_ScopeBoxes | 2035656 |  |  | N/A |  | N/A | N/A | 252.07 | N/A
Site | S_Stub Up | 2" D | 2" D | Level 1 | FL1_Site | 6618992 | Pre-Install |  | N/A |  | N/A | N/A | N/A | 40.84
Site | S_Stub Up | 2" D | 2" D | Level 1 | FL1_Site | 6619898 | Pre-Install |  | N/A |  | N/A | N/A | N/A | 40.84
Site | S_Stub Up | 2" D | 2" D | Level 1 | FL1_Site | 6620187 | Pre-Install |  | N/A |  | N/A | N/A | N/A | 40.84
Site | S_Stub Up | 2" D | 2" D | Level 1 | FL1_Site | 6620632 | Pre-Install |  | N/A |  | N/A | N/A | N/A | 40.84
Site | S_Stub Up | 2" D | 2" D | Level 1 | FL1_Site | 6621251 | Pre-Install |  | N/A |  | N/A | N/A | N/A | 40.84
Site | S_Stub Up | 2" D | 2" D | Level 1 | FL1_Site | 6621920 | Pre-Install |  | N/A |  | N/A | N/A | N/A | 40.84
Site | S_Stub Up | 2" D | 2" D | Level 1 | FL1_Site | 6622897 | Pre-Install |  | N/A |  | N/A | N/A | N/A | 40.84
Site | S_Stub Up | 3" D | 3" D | Level 1 | FL1_Site | 6623393 | Pre-Install |  | N/A |  | N/A | N/A | N/A | 63.62
Site | S_Stub Up | 3" D | 3" D | Level 1 | FL1_Site | 6624070 | Pre-Install |  | N/A |  | N/A | N/A | N/A | 63.62
Site | S_Stub Up | 2" D | 2" D | Level 1 | FL1_Site | 6638557 | Pre-Install |  | N/A |  | N/A | N/A | N/A | 40.84
Site | S_Tub Box | Tub Box | Tub Box | Level 1 | FL1_Site | 6618991 | Pre-Install |  | N/A |  | N/A | N/A | N/A | 406
Site | S_Tub Box | Tub Box | Tub Box | Level 1 | FL1_Site | 6619332 | Pre-Install |  | N/A |  | N/A | N/A | N/A | 406
Structural Columns | 2x4 Stud Full-Height Exterior Wall | 2x4 Full-Height Exterior Wall Stud | 2x4 Full-Height Exterior Wall Stud - SPF #1/#2 | Level 1 | 117-TWSV | 185 | Factory |  | SPF #1/#2 | Trimmer | 102.12 | 1.5 | 3.5 | N/A
Structural Columns | 2x4 Stud Full-Height Exterior Wall | 2x4 Full-Height Exterior Wall Stud | 2x4 Full-Height Exterior Wall Stud - SPF #1/#2 | Level 1 | 117-TWSV | 191 | Factory |  | SPF #1/#2 | Trimmer | 102.12 | 1.5 | 3.5 | N/A
Structural Columns | 2x4 Stud Full-Height Exterior Wall | 2x4 Full-Height Exterior Wall Stud | 2x4 Full-Height Exterior Wall Stud - SPF #1/#2 | Level 1 | 110-TWN | 27 | Factory |  | SPF #1/#2 | Trimmer | 102.12 | 1.5 | 3.5 | N/A
Structural Columns | 2x4 Stud Full-Height Exterior Wall | 2x4 Full-Height Exterior Wall Stud | 2x4 Full-Height Exterior Wall Stud - SPF #1/#2 | Level 1 | 110-TWN | 280 | Factory |  | SPF #1/#2 | Trimmer | 102.12 | 1.5 | 3.5 | N/A
Structural Columns | 2x4 Stud Full-Height Interior Wall | 2x4 Full-Height Interior Wall Stud | 2x4 Full-Height Interior Wall Stud - SPF #1/#2 | Level 1 | 101-TWSV | 100 | Factory |  | SPF #1/#2 | Stud | 105.38 | 1.5 | 3.5 | N/A
Structural Columns | 2x4 Stud Full-Height Interior Wall | 2x4 Full-Height Interior Wall Stud | 2x4 Full-Height Interior Wall Stud - SPF #1/#2 | Level 1 | 115-TWSV | 101 | Factory |  | SPF #1/#2 | Stud | 105.38 | 1.5 | 3.5 | N/A
Structural Columns | 2x4 Stud Full-Height Interior Wall | 2x4 Full-Height Interior Wall Stud | 2x4 Full-Height Interior Wall Stud - SPF #1/#2 | Level 1 | 115-TWSV | 102 | Factory |  | SPF #1/#2 | KingStud | 105.38 | 1.5 | 3.5 | N/A
Structural Columns | 2x4 Stud Full-Height Interior Wall | 2x4 Full-Height Interior Wall Stud | 2x4 Full-Height Interior Wall Stud - SPF #1/#2 | Level 1 | 101-TWSV | 106 | Factory |  | SPF #1/#2 | Stud | 105.38 | 1.5 | 3.5 | N/A
Structural Columns | 2x4 Stud Full-Height Interior Wall | 2x4 Full-Height Interior Wall Stud | 2x4 Full-Height Interior Wall Stud - SPF #1/#2 | Level 1 | 106-TWN | 107 | Factory |  | SPF #1/#2 | Stud | 105.38 | 1.5 | 3.5 | N/A
Structural Columns | 2x4 Stud Full-Height Interior Wall | 2x4 Full-Height Interior Wall Stud | 2x4 Full-Height Interior Wall Stud - SPF #1/#2 | Level 1 | 110-TWN | 108 | Factory |  | SPF #1/#2 | Stud | 105.38 | 1.5 | 3.5 | N/A
Structural Columns | 2x4 Stud Full-Height Interior Wall | 2x4 Full-Height Interior Wall Stud | 2x4 Full-Height Interior Wall Stud - SPF #1/#2 | Level 1 | 101-TWSV | 110 | Factory |  | SPF #1/#2 | Stud | 105.38 | 1.5 | 3.5 | N/A
Structural Columns | 2x4 Stud Full-Height Interior Wall | 2x4 Full-Height Interior Wall Stud | 2x4 Full-Height Interior Wall Stud - SPF #1/#2 | Level 1 | 104-TWN | 113 | Factory |  | SPF #1/#2 | KingStud | 105.38 | 1.5 | 3.5 | N/A
Structural Columns | 2x4 Stud Full-Height Interior Wall | 2x4 Full-Height Interior Wall Stud | 2x4 Full-Height Interior Wall Stud - SPF #1/#2 | Level 1 | 104-TWN | 114 | Factory |  | SPF #1/#2 | Stud | 105.38 | 1.5 | 3.5 | N/A
Structural Columns | 2x4 Stud Full-Height Interior Wall | 2x4 Full-Height Interior Wall Stud | 2x4 Full-Height Interior Wall Stud - SPF #1/#2 | Level 1 | 104-TWN | 121 | Factory |  | SPF #1/#2 | KingStud | 105.38 | 1.5 | 3.5 | N/A
Structural Columns | 2x4 Stud Full-Height Interior Wall | 2x4 Full-Height Interior Wall Stud | 2x4 Full-Height Interior Wall Stud - SPF #1/#2 | Level 1 | 104-TWN | 122 | Factory |  | SPF #1/#2 | Stud | 105.38 | 1.5 | 3.5 | N/A
Structural Columns | 2x4 Stud Full-Height Interior Wall | 2x4 Full-Height Interior Wall Stud | 2x4 Full-Height Interior Wall Stud - SPF #1/#2 | Level 1 | 104-TWN | 123 | Factory |  | SPF #1/#2 | Stud | 105.38 | 1.5 | 3.5 | N/A
Structural Columns | 2x4 Stud Full-Height Interior Wall | 2x4 Full-Height Interior Wall Stud | 2x4 Full-Height Interior Wall Stud - SPF #1/#2 | Level 1 | 106-TWN | 124 | Factory |  | SPF #1/#2 | Stud | 105.38 | 1.5 | 3.5 | N/A
Structural Columns | 2x4 Stud Full-Height Interior Wall | 2x4 Full-Height Interior Wall Stud | 2x4 Full-Height Interior Wall Stud - SPF #1/#2 | Level 1 | 110-TWN | 125 | Factory |  | SPF #1/#2 | KingStud | 105.38 | 1.5 | 3.5 | N/A
Structural Columns | 2x4 Stud Full-Height Interior Wall | 2x4 Full-Height Interior Wall Stud | 2x4 Full-Height Interior Wall Stud - SPF #1/#2 | Level 1 | 107-TWN | 126 | Factory |  | SPF #1/#2 | KingStud | 105.38 | 1.5 | 3.5 | N/A
Structural Columns | 2x4 Stud Full-Height Interior Wall | 2x4 Full-Height Interior Wall Stud | 2x4 Full-Height Interior Wall Stud - SPF #1/#2 | Level 1 | 107-TWN | 127 | Factory |  | SPF #1/#2 | KingStud | 105.38 | 1.5 | 3.5 | N/A
Structural Columns | 2x4 Stud Full-Height Interior Wall | 2x4 Full-Height Interior Wall Stud | 2x4 Full-Height Interior Wall Stud - SPF #1/#2 | Level 1 | 101-TWSV | 128 | Factory |  | SPF #1/#2 | KingStud | 105.38 | 1.5 | 3.5 | N/A
Structural Columns | 2x4 Stud Full-Height Interior Wall | 2x4 Full-Height Interior Wall Stud | 2x4 Full-Height Interior Wall Stud - SPF #1/#2 | Level 1 | 101-TWSV | 132 | Factory |  | SPF #1/#2 | KingStud | 105.38 | 1.5 | 3.5 | N/A
Structural Columns | 2x4 Stud Full-Height Interior Wall | 2x4 Full-Height Interior Wall Stud | 2x4 Full-Height Interior Wall Stud - SPF #1/#2 | Level 1 | 110-TWN | 134 | Factory |  | SPF #1/#2 | KingStud | 105.38 | 1.5 | 3.5 | N/A
Structural Columns | 2x4 Stud Full-Height Interior Wall | 2x4 Full-Height Interior Wall Stud | 2x4 Full-Height Interior Wall Stud - SPF #1/#2 | Level 1 | 109-TWN | 135 | Factory |  | SPF #1/#2 | Stud | 105.38 | 1.5 | 3.5 | N/A
Structural Columns | 2x4 Stud Full-Height Interior Wall | 2x4 Full-Height Interior Wall Stud | 2x4 Full-Height Interior Wall Stud - SPF #1/#2 | Level 1 | 108-TWN | 137 | Factory |  | SPF #1/#2 | Trimmer | 105.38 | 1.5 | 3.5 | N/A
Structural Columns | 2x4 Stud Full-Height Interior Wall | 2x4 Full-Height Interior Wall Stud | 2x4 Full-Height Interior Wall Stud - SPF #1/#2 | Level 1 | 108-TWN | 138 | Factory |  | SPF #1/#2 | Trimmer | 105.38 | 1.5 | 3.5 | N/A
Structural Columns | 2x4 Stud Full-Height Interior Wall | 2x4 Full-Height Interior Wall Stud | 2x4 Full-Height Interior Wall Stud - SPF #1/#2 | Level 1 | 115-TWSV | 141 | Factory |  | SPF #1/#2 | KingStud | 105.38 | 1.5 | 3.5 | N/A
Structural Columns | 2x4 Stud Full-Height Interior Wall | 2x4 Full-Height Interior Wall Stud | 2x4 Full-Height Interior Wall Stud - SPF #1/#2 | Level 1 | 101-TWSV | 142 | Factory |  | SPF #1/#2 | Stud | 105.38 | 1.5 | 3.5 | N/A
Structural Columns | 2x4 Stud Full-Height Interior Wall | 2x4 Full-Height Interior Wall Stud | 2x4 Full-Height Interior Wall Stud - SPF #1/#2 | Level 1 | 115-TWSV | 143 | Factory |  | SPF #1/#2 | FlatStud | 105.38 | 1.5 | 3.5 | N/A
Structural Columns | 2x4 Stud Full-Height Interior Wall | 2x4 Full-Height Interior Wall Stud | 2x4 Full-Height Interior Wall Stud - SPF #1/#2 | Level 1 | 139-TWSV | 144 | Factory |  | SPF #1/#2 | Stud | 105.38 | 1.5 | 3.5 | N/A
Structural Columns | 2x4 Stud Full-Height Interior Wall | 2x4 Full-Height Interior Wall Stud | 2x4 Full-Height Interior Wall Stud - SPF #1/#2 | Level 1 | 107-TWN | 145 | Factory |  | SPF #1/#2 | Stud | 105.38 | 1.5 | 3.5 | N/A
Structural Columns | 2x4 Stud Full-Height Interior Wall | 2x4 Full-Height Interior Wall Stud | 2x4 Full-Height Interior Wall Stud - SPF #1/#2 | Level 1 | 137-TWSV | 146 | Factory |  | SPF #1/#2 | Stud | 105.38 | 1.5 | 3.5 | N/A
Structural Columns | 2x4 Stud Full-Height Interior Wall | 2x4 Full-Height Interior Wall Stud | 2x4 Full-Height Interior Wall Stud - SPF #1/#2 | Level 1 | 115-TWSV | 147 | Factory |  | SPF #1/#2 | Stud | 105.38 | 1.5 | 3.5 | N/A
Structural Columns | 2x4 Stud Full-Height Interior Wall | 2x4 Full-Height Interior Wall Stud | 2x4 Full-Height Interior Wall Stud - SPF #1/#2 | Level 1 | 110-TWN | 148 | Factory |  | SPF #1/#2 | Stud | 105.38 | 1.5 | 3.5 | N/A
Structural Columns | 2x4 Stud Full-Height Interior Wall | 2x4 Full-Height Interior Wall Stud | 2x4 Full-Height Interior Wall Stud - SPF #1/#2 | Level 1 | 109-TWN | 150 | Factory |  | SPF #1/#2 | Stud | 105.38 | 1.5 | 3.5 | N/A
Structural Columns | 2x4 Stud Full-Height Interior Wall | 2x4 Full-Height Interior Wall Stud | 2x4 Full-Height Interior Wall Stud - SPF #1/#2 | Level 1 | 110-TWN | 151 | Factory |  | SPF #1/#2 | Stud | 105.38 | 1.5 | 3.5 | N/A
Structural Columns | 2x4 Stud Full-Height Interior Wall | 2x4 Full-Height Interior Wall Stud | 2x4 Full-Height Interior Wall Stud - SPF #1/#2 | Level 1 | 107-TWN | 152 | Factory |  | SPF #1/#2 | Stud | 105.38 | 1.5 | 3.5 | N/A
Structural Columns | 2x4 Stud Full-Height Interior Wall | 2x4 Full-Height Interior Wall Stud | 2x4 Full-Height Interior Wall Stud - SPF #1/#2 | Level 1 | 101-TWSV | 153 | Factory |  | SPF #1/#2 | Stud | 105.38 | 1.5 | 3.5 | N/A
Structural Columns | 2x4 Stud Full-Height Interior Wall | 2x4 Full-Height Interior Wall Stud | 2x4 Full-Height Interior Wall Stud - SPF #1/#2 | Level 1 | 111-TWSV | 154 | Factory |  | SPF #1/#2 | Stud | 105.38 | 1.5 | 3.5 | N/A
Structural Columns | 2x4 Stud Full-Height Interior Wall | 2x4 Full-Height Interior Wall Stud | 2x4 Full-Height Interior Wall Stud - SPF #1/#2 | Level 1 | 139-TWSV | 155 | Factory |  | SPF #1/#2 | Stud | 105.38 | 1.5 | 3.5 | N/A
Structural Columns | 2x4 Stud Full-Height Interior Wall | 2x4 Full-Height Interior Wall Stud | 2x4 Full-Height Interior Wall Stud - SPF #1/#2 | Level 1 | 113-TWN | 156 | Factory |  | SPF #1/#2 | Stud | 105.38 | 1.5 | 3.5 | N/A
Structural Columns | 2x4 Stud Full-Height Interior Wall | 2x4 Full-Height Interior Wall Stud | 2x4 Full-Height Interior Wall Stud - SPF #1/#2 | Level 1 | 115-TWSV | 157 | Factory |  | SPF #1/#2 | Stud | 105.38 | 1.5 | 3.5 | N/A
Structural Columns | 2x4 Stud Full-Height Interior Wall | 2x4 Full-Height Interior Wall Stud | 2x4 Full-Height Interior Wall Stud - SPF #1/#2 | Level 1 | 115-TWSV | 158 | Factory |  | SPF #1/#2 | Stud | 105.38 | 1.5 | 3.5 | N/A
Structural Columns | 2x4 Stud Full-Height Interior Wall | 2x4 Full-Height Interior Wall Stud | 2x4 Full-Height Interior Wall Stud - SPF #1/#2 | Level 1 | 113-TWN | 159 | Factory |  | SPF #1/#2 | Stud | 105.38 | 1.5 | 3.5 | N/A
Structural Columns | 2x4 Stud Full-Height Interior Wall | 2x4 Full-Height Interior Wall Stud | 2x4 Full-Height Interior Wall Stud - SPF #1/#2 | Level 1 | 114-TWN | 160 | Factory |  | SPF #1/#2 | FlatStud | 105.38 | 1.5 | 3.5 | N/A
Structural Columns | 2x4 Stud Full-Height Interior Wall | 2x4 Full-Height Interior Wall Stud | 2x4 Full-Height Interior Wall Stud - SPF #1/#2 | Level 1 | 111-TWSV | 161 | Factory |  | SPF #1/#2 | Stud | 105.38 | 1.5 | 3.5 | N/A
Structural Columns | 2x4 Stud Full-Height Interior Wall | 2x4 Full-Height Interior Wall Stud | 2x4 Full-Height Interior Wall Stud - SPF #1/#2 | Level 1 | 139-TWSV | 162 | Factory |  | SPF #1/#2 | KingStud | 105.38 | 1.5 | 3.5 | N/A
Structural Columns | 2x4 Stud Full-Height Interior Wall | 2x4 Full-Height Interior Wall Stud | 2x4 Full-Height Interior Wall Stud - SPF #1/#2 | Level 1 | 114-TWN | 167 | Factory |  | SPF #1/#2 | KingStud | 105.38 | 1.5 | 3.5 | N/A
Structural Columns | 2x4 Stud Full-Height Interior Wall | 2x4 Full-Height Interior Wall Stud | 2x4 Full-Height Interior Wall Stud - SPF #1/#2 | Level 1 | 114-TWN | 168 | Factory |  | SPF #1/#2 | Stud | 105.38 | 1.5 | 3.5 | N/A
Structural Columns | 2x4 Stud Full-Height Interior Wall | 2x4 Full-Height Interior Wall Stud | 2x4 Full-Height Interior Wall Stud - SPF #1/#2 | Level 1 | 114-TWN | 172 | Factory |  | SPF #1/#2 | KingStud | 105.38 | 1.5 | 3.5 | N/A
Structural Columns | 2x4 Stud Full-Height Interior Wall | 2x4 Full-Height Interior Wall Stud | 2x4 Full-Height Interior Wall Stud - SPF #1/#2 | Level 1 | 114-TWN | 174 | Factory |  | SPF #1/#2 | Stud | 105.38 | 1.5 | 3.5 | N/A
Structural Columns | 2x4 Stud Full-Height Interior Wall | 2x4 Full-Height Interior Wall Stud | 2x4 Full-Height Interior Wall Stud - SPF #1/#2 | Level 1 | 114-TWN | 175 | Factory |  | SPF #1/#2 | Stud | 105.38 | 1.5 | 3.5 | N/A
Structural Columns | 2x4 Stud Full-Height Interior Wall | 2x4 Full-Height Interior Wall Stud | 2x4 Full-Height Interior Wall Stud - SPF #1/#2 | Level 1 | 114-TWN | 176 | Factory |  | SPF #1/#2 | Stud | 105.38 | 1.5 | 3.5 | N/A
Structural Columns | 2x4 Stud Full-Height Interior Wall | 2x4 Full-Height Interior Wall Stud | 2x4 Full-Height Interior Wall Stud - SPF #1/#2 | Level 1 | 116-TWSV | 177 | Factory |  | SPF #1/#2 | Stud | 105.38 | 1.5 | 3.5 | N/A
Structural Columns | 2x4 Stud Full-Height Interior Wall | 2x4 Full-Height Interior Wall Stud | 2x4 Full-Height Interior Wall Stud - SPF #1/#2 | Level 1 | 116-TWSV | 178 | Factory |  | SPF #1/#2 | Stud | 105.38 | 1.5 | 3.5 | N/A
Structural Columns | 2x4 Stud Full-Height Interior Wall | 2x4 Full-Height Interior Wall Stud | 2x4 Full-Height Interior Wall Stud - SPF #1/#2 | Level 1 | 116-TWSV | 179 | Factory |  | SPF #1/#2 | Stud | 105.38 | 1.5 | 3.5 | N/A
Structural Columns | 2x4 Stud Full-Height Interior Wall | 2x4 Full-Height Interior Wall Stud | 2x4 Full-Height Interior Wall Stud - SPF #1/#2 | Level 1 | 116-TWSV | 180 | Factory |  | SPF #1/#2 | Stud | 105.38 | 1.5 | 3.5 | N/A
Structural Columns | 2x4 Stud Full-Height Interior Wall | 2x4 Full-Height Interior Wall Stud | 2x4 Full-Height Interior Wall Stud - SPF #1/#2 | Level 1 | 116-TWSV | 181 | Factory |  | SPF #1/#2 | Stud | 105.38 | 1.5 | 3.5 | N/A
Structural Columns | 2x4 Stud Full-Height Interior Wall | 2x4 Full-Height Interior Wall Stud | 2x4 Full-Height Interior Wall Stud - SPF #1/#2 | Level 1 | 116-TWSV | 182 | Factory |  | SPF #1/#2 | FlatStud | 105.38 | 1.5 | 3.5 | N/A
Structural Columns | 2x4 Stud Full-Height Interior Wall | 2x4 Full-Height Interior Wall Stud | 2x4 Full-Height Interior Wall Stud - SPF #1/#2 | Level 1 | 117-TWSV | 183 | Factory |  | SPF #1/#2 | Stud | 105.38 | 1.5 | 3.5 | N/A
Structural Columns | 2x4 Stud Full-Height Interior Wall | 2x4 Full-Height Interior Wall Stud | 2x4 Full-Height Interior Wall Stud - SPF #1/#2 | Level 1 | 117-TWSV | 184 | Factory |  | SPF #1/#2 | KingStud | 105.38 | 1.5 | 3.5 | N/A
Structural Columns | 2x4 Stud Full-Height Interior Wall | 2x4 Full-Height Interior Wall Stud | 2x4 Full-Height Interior Wall Stud - SPF #1/#2 | Level 1 | 111-TWSV | 187 | Factory |  | SPF #1/#2 | KingStud | 105.38 | 1.5 | 3.5 | N/A
Structural Columns | 2x4 Stud Full-Height Interior Wall | 2x4 Full-Height Interior Wall Stud | 2x4 Full-Height Interior Wall Stud - SPF #1/#2 | Level 1 | 117-TWSV | 193 | Factory |  | SPF #1/#2 | KingStud | 105.38 | 1.5 | 3.5 | N/A
Structural Columns | 2x4 Stud Full-Height Interior Wall | 2x4 Full-Height Interior Wall Stud | 2x4 Full-Height Interior Wall Stud - SPF #1/#2 | Level 1 | 117-TWSV | 194 | Factory |  | SPF #1/#2 | Stud | 105.38 | 1.5 | 3.5 | N/A
Structural Columns | 2x4 Stud Full-Height Interior Wall | 2x4 Full-Height Interior Wall Stud | 2x4 Full-Height Interior Wall Stud - SPF #1/#2 | Level 1 | 121-TWN | 195 | Factory |  | SPF #1/#2 | Stud | 105.38 | 1.5 | 3.5 | N/A
Structural Columns | 2x4 Stud Full-Height Interior Wall | 2x4 Full-Height Interior Wall Stud | 2x4 Full-Height Interior Wall Stud - SPF #1/#2 | Level 1 | 127-TWN | 196 | Factory |  | SPF #1/#2 | KingStud | 105.38 | 1.5 | 3.5 | N/A
Structural Columns | 2x4 Stud Full-Height Interior Wall | 2x4 Full-Height Interior Wall Stud | 2x4 Full-Height Interior Wall Stud - SPF #1/#2 | Level 1 | 124-TWN | 197 | Factory |  | SPF #1/#2 | Stud | 105.38 | 1.5 | 3.5 | N/A
Structural Columns | 2x4 Stud Full-Height Interior Wall | 2x4 Full-Height Interior Wall Stud | 2x4 Full-Height Interior Wall Stud - SPF #1/#2 | Level 1 | 126-TWN | 198 | Factory |  | SPF #1/#2 | FlatStud | 105.38 | 1.5 | 3.5 | N/A
Structural Columns | 2x4 Stud Full-Height Interior Wall | 2x4 Full-Height Interior Wall Stud | 2x4 Full-Height Interior Wall Stud - SPF #1/#2 | Level 1 | 139-TWSV | 199 | Factory |  | SPF #1/#2 | KingStud | 105.38 | 1.5 | 3.5 | N/A
Structural Columns | 2x4 Stud Full-Height Interior Wall | 2x4 Full-Height Interior Wall Stud | 2x4 Full-Height Interior Wall Stud - SPF #1/#2 | Level 1 | 121-TWN | 200 | Factory |  | SPF #1/#2 | Stud | 105.38 | 1.5 | 3.5 | N/A
Structural Columns | 2x4 Stud Full-Height Interior Wall | 2x4 Full-Height Interior Wall Stud | 2x4 Full-Height Interior Wall Stud - SPF #1/#2 | Level 1 | 127-TWN | 201 | Factory |  | SPF #1/#2 | KingStud | 105.38 | 1.5 | 3.5 | N/A
Structural Columns | 2x4 Stud Full-Height Interior Wall | 2x4 Full-Height Interior Wall Stud | 2x4 Full-Height Interior Wall Stud - SPF #1/#2 | Level 1 | 139-TWSV | 202 | Factory |  | SPF #1/#2 | Stud | 105.38 | 1.5 | 3.5 | N/A
Structural Columns | 2x4 Stud Full-Height Interior Wall | 2x4 Full-Height Interior Wall Stud | 2x4 Full-Height Interior Wall Stud - SPF #1/#2 | Level 1 | 124-TWN | 203 | Factory |  | SPF #1/#2 | Stud | 105.38 | 1.5 | 3.5 | N/A
Structural Columns | 2x4 Stud Full-Height Interior Wall | 2x4 Full-Height Interior Wall Stud | 2x4 Full-Height Interior Wall Stud - SPF #1/#2 | Level 1 | 124-TWN | 204 | Factory |  | SPF #1/#2 | Stud | 105.38 | 1.5 | 3.5 | N/A
Structural Columns | 2x4 Stud Full-Height Interior Wall | 2x4 Full-Height Interior Wall Stud | 2x4 Full-Height Interior Wall Stud - SPF #1/#2 | Level 1 | 139-TWSV | 205 | Factory |  | SPF #1/#2 | Stud | 105.38 | 1.5 | 3.5 | N/A
Structural Columns | 2x4 Stud Full-Height Interior Wall | 2x4 Full-Height Interior Wall Stud | 2x4 Full-Height Interior Wall Stud - SPF #1/#2 | Level 1 | 121-TWN | 206 | Factory |  | SPF #1/#2 | Stud | 105.38 | 1.5 | 3.5 | N/A
Structural Columns | 2x4 Stud Full-Height Interior Wall | 2x4 Full-Height Interior Wall Stud | 2x4 Full-Height Interior Wall Stud - SPF #1/#2 | Level 1 | 123-TWNP | 207 | Factory |  | SPF #1/#2 | FlatStud | 105.38 | 1.5 | 3.5 | N/A
Structural Columns | 2x4 Stud Full-Height Interior Wall | 2x4 Full-Height Interior Wall Stud | 2x4 Full-Height Interior Wall Stud - SPF #1/#2 | Level 1 | 127-TWN | 208 | Factory |  | SPF #1/#2 | KingStud | 105.38 | 1.5 | 3.5 | N/A
Structural Columns | 2x4 Stud Full-Height Interior Wall | 2x4 Full-Height Interior Wall Stud | 2x4 Full-Height Interior Wall Stud - SPF #1/#2 | Level 1 | 121-TWN | 209 | Factory |  | SPF #1/#2 | Stud | 105.38 | 1.5 | 3.5 | N/A
Structural Columns | 2x4 Stud Full-Height Interior Wall | 2x4 Full-Height Interior Wall Stud | 2x4 Full-Height Interior Wall Stud - SPF #1/#2 | Level 1 | 139-TWSV | 21 | Factory |  | SPF #1/#2 | Trimmer | 105.38 | 1.5 | 3.5 | N/A
Structural Columns | 2x4 Stud Full-Height Interior Wall | 2x4 Full-Height Interior Wall Stud | 2x4 Full-Height Interior Wall Stud - SPF #1/#2 | Level 1 | 121-TWN | 211 | Factory |  | SPF #1/#2 | KingStud | 105.38 | 1.5 | 3.5 | N/A
Structural Columns | 2x4 Stud Full-Height Interior Wall | 2x4 Full-Height Interior Wall Stud | 2x4 Full-Height Interior Wall Stud - SPF #1/#2 | Level 1 | 111-TWSV | 213 | Factory |  | SPF #1/#2 | KingStud | 105.38 | 1.5 | 3.5 | N/A
Structural Columns | 2x4 Stud Full-Height Interior Wall | 2x4 Full-Height Interior Wall Stud | 2x4 Full-Height Interior Wall Stud - SPF #1/#2 | Level 1 | 111-TWSV | 214 | Factory |  | SPF #1/#2 | Stud | 105.38 | 1.5 | 3.5 | N/A
Structural Columns | 2x4 Stud Full-Height Interior Wall | 2x4 Full-Height Interior Wall Stud | 2x4 Full-Height Interior Wall Stud - SPF #1/#2 | Level 1 | 111-TWSV | 217 | Factory |  | SPF #1/#2 | Stud | 105.38 | 1.5 | 3.5 | N/A
Structural Columns | 2x4 Stud Full-Height Interior Wall | 2x4 Full-Height Interior Wall Stud | 2x4 Full-Height Interior Wall Stud - SPF #1/#2 | Level 1 | 134-TWSV | 218 | Factory |  | SPF #1/#2 | Stud | 105.38 | 1.5 | 3.5 | N/A
Structural Columns | 2x4 Stud Full-Height Interior Wall | 2x4 Full-Height Interior Wall Stud | 2x4 Full-Height Interior Wall Stud - SPF #1/#2 | Level 1 | 134-TWSV | 219 | Factory |  | SPF #1/#2 | Stud | 105.38 | 1.5 | 3.5 | N/A
Structural Columns | 2x4 Stud Full-Height Interior Wall | 2x4 Full-Height Interior Wall Stud | 2x4 Full-Height Interior Wall Stud - SPF #1/#2 | Level 1 | 121-TWN | 220 | Factory |  | SPF #1/#2 | KingStud | 105.38 | 1.5 | 3.5 | N/A
Structural Columns | 2x4 Stud Full-Height Interior Wall | 2x4 Full-Height Interior Wall Stud | 2x4 Full-Height Interior Wall Stud - SPF #1/#2 | Level 1 | 127-TWN | 222 | Factory |  | SPF #1/#2 | KingStud | 105.38 | 1.5 | 3.5 | N/A
Structural Columns | 2x4 Stud Full-Height Interior Wall | 2x4 Full-Height Interior Wall Stud | 2x4 Full-Height Interior Wall Stud - SPF #1/#2 | Level 1 | 121-TWN | 223 | Factory |  | SPF #1/#2 | KingStud | 105.38 | 1.5 | 3.5 | N/A
Structural Columns | 2x4 Stud Full-Height Interior Wall | 2x4 Full-Height Interior Wall Stud | 2x4 Full-Height Interior Wall Stud - SPF #1/#2 | Level 1 | 130-TWN | 224 | Factory |  | SPF #1/#2 | Stud | 105.38 | 1.5 | 3.5 | N/A
Structural Columns | 2x4 Stud Full-Height Interior Wall | 2x4 Full-Height Interior Wall Stud | 2x4 Full-Height Interior Wall Stud - SPF #1/#2 | Level 1 | 131-TWSV | 225 | Factory |  | SPF #1/#2 | Stud | 105.38 | 1.5 | 3.5 | N/A
Structural Columns | 2x4 Stud Full-Height Interior Wall | 2x4 Full-Height Interior Wall Stud | 2x4 Full-Height Interior Wall Stud - SPF #1/#2 | Level 1 | 134-TWSV | 227 | Factory |  | SPF #1/#2 | KingStud | 105.38 | 1.5 | 3.5 | N/A
Structural Columns | 2x4 Stud Full-Height Interior Wall | 2x4 Full-Height Interior Wall Stud | 2x4 Full-Height Interior Wall Stud - SPF #1/#2 | Level 1 | 130-TWN | 228 | Factory |  | SPF #1/#2 | Stud | 105.38 | 1.5 | 3.5 | N/A
Structural Columns | 2x4 Stud Full-Height Interior Wall | 2x4 Full-Height Interior Wall Stud | 2x4 Full-Height Interior Wall Stud - SPF #1/#2 | Level 1 | 131-TWSV | 229 | Factory |  | SPF #1/#2 | Stud | 105.38 | 1.5 | 3.5 | N/A
Structural Columns | 2x4 Stud Full-Height Interior Wall | 2x4 Full-Height Interior Wall Stud | 2x4 Full-Height Interior Wall Stud - SPF #1/#2 | Level 1 | 130-TWN | 232 | Factory |  | SPF #1/#2 | KingStud | 105.38 | 1.5 | 3.5 | N/A
Structural Columns | 2x4 Stud Full-Height Interior Wall | 2x4 Full-Height Interior Wall Stud | 2x4 Full-Height Interior Wall Stud - SPF #1/#2 | Level 1 | 131-TWSV | 233 | Factory |  | SPF #1/#2 | KingStud | 105.38 | 1.5 | 3.5 | N/A
Structural Columns | 2x4 Stud Full-Height Interior Wall | 2x4 Full-Height Interior Wall Stud | 2x4 Full-Height Interior Wall Stud - SPF #1/#2 | Level 1 | 134-TWSV | 234 | Factory |  | SPF #1/#2 | KingStud | 105.38 | 1.5 | 3.5 | N/A
Structural Columns | 2x4 Stud Full-Height Interior Wall | 2x4 Full-Height Interior Wall Stud | 2x4 Full-Height Interior Wall Stud - SPF #1/#2 | Level 1 | 134-TWSV | 235 | Factory |  | SPF #1/#2 | Stud | 105.38 | 1.5 | 3.5 | N/A
Structural Columns | 2x4 Stud Full-Height Interior Wall | 2x4 Full-Height Interior Wall Stud | 2x4 Full-Height Interior Wall Stud - SPF #1/#2 | Level 1 | 131-TWSV | 236 | Factory |  | SPF #1/#2 | KingStud | 105.38 | 1.5 | 3.5 | N/A
Structural Columns | 2x4 Stud Full-Height Interior Wall | 2x4 Full-Height Interior Wall Stud | 2x4 Full-Height Interior Wall Stud - SPF #1/#2 | Level 1 | 135-TWN | 237 | Factory |  | SPF #1/#2 | Stud | 105.38 | 1.5 | 3.5 | N/A
Structural Columns | 2x4 Stud Full-Height Interior Wall | 2x4 Full-Height Interior Wall Stud | 2x4 Full-Height Interior Wall Stud - SPF #1/#2 | Level 1 | 136-TWN | 238 | Factory |  | SPF #1/#2 | Trimmer | 105.38 | 1.5 | 3.5 | N/A
Structural Columns | 2x4 Stud Full-Height Interior Wall | 2x4 Full-Height Interior Wall Stud | 2x4 Full-Height Interior Wall Stud - SPF #1/#2 | Level 1 | 136-TWN | 240 | Factory |  | SPF #1/#2 | Trimmer | 105.38 | 1.5 | 3.5 | N/A
Structural Columns | 2x4 Stud Full-Height Interior Wall | 2x4 Full-Height Interior Wall Stud | 2x4 Full-Height Interior Wall Stud - SPF #1/#2 | Level 1 | 130-TWN | 247 | Factory |  | SPF #1/#2 | KingStud | 105.38 | 1.5 | 3.5 | N/A
Structural Columns | 2x4 Stud Full-Height Interior Wall | 2x4 Full-Height Interior Wall Stud | 2x4 Full-Height Interior Wall Stud - SPF #1/#2 | Level 1 | 135-TWN | 248 | Factory |  | SPF #1/#2 | FlatStud | 105.38 | 1.5 | 3.5 | N/A
Structural Columns | 2x4 Stud Full-Height Interior Wall | 2x4 Full-Height Interior Wall Stud | 2x4 Full-Height Interior Wall Stud - SPF #1/#2 | Level 1 | 131-TWSV | 249 | Factory |  | SPF #1/#2 | Stud | 105.38 | 1.5 | 3.5 | N/A
Structural Columns | 2x4 Stud Full-Height Interior Wall | 2x4 Full-Height Interior Wall Stud | 2x4 Full-Height Interior Wall Stud - SPF #1/#2 | Level 1 | 134-TWSV | 250 | Factory |  | SPF #1/#2 | Stud | 105.38 | 1.5 | 3.5 | N/A
Structural Columns | 2x4 Stud Full-Height Interior Wall | 2x4 Full-Height Interior Wall Stud | 2x4 Full-Height Interior Wall Stud - SPF #1/#2 | Level 1 | 130-TWN | 251 | Factory |  | SPF #1/#2 | Stud | 105.38 | 1.5 | 3.5 | N/A
Structural Columns | 2x4 Stud Full-Height Interior Wall | 2x4 Full-Height Interior Wall Stud | 2x4 Full-Height Interior Wall Stud - SPF #1/#2 | Level 1 | 131-TWSV | 252 | Factory |  | SPF #1/#2 | Stud | 105.38 | 1.5 | 3.5 | N/A
Structural Columns | 2x4 Stud Full-Height Interior Wall | 2x4 Full-Height Interior Wall Stud | 2x4 Full-Height Interior Wall Stud - SPF #1/#2 | Level 1 | 135-TWN | 253 | Factory |  | SPF #1/#2 | Stud | 105.38 | 1.5 | 3.5 | N/A
Structural Columns | 2x4 Stud Full-Height Interior Wall | 2x4 Full-Height Interior Wall Stud | 2x4 Full-Height Interior Wall Stud - SPF #1/#2 | Level 1 | 134-TWSV | 254 | Factory |  | SPF #1/#2 | FlatStud | 105.38 | 1.5 | 3.5 | N/A
Structural Columns | 2x4 Stud Full-Height Interior Wall | 2x4 Full-Height Interior Wall Stud | 2x4 Full-Height Interior Wall Stud - SPF #1/#2 | Level 1 | 132-TWSV | 255 | Factory |  | SPF #1/#2 | FlatStud | 105.38 | 1.5 | 3.5 | N/A
Structural Columns | 2x4 Stud Full-Height Interior Wall | 2x4 Full-Height Interior Wall Stud | 2x4 Full-Height Interior Wall Stud - SPF #1/#2 | Level 1 | 132-TWSV | 256 | Factory |  | SPF #1/#2 | Stud | 105.38 | 1.5 | 3.5 | N/A
Structural Columns | 2x4 Stud Full-Height Interior Wall | 2x4 Full-Height Interior Wall Stud | 2x4 Full-Height Interior Wall Stud - SPF #1/#2 | Level 1 | 132-TWSV | 257 | Factory |  | SPF #1/#2 | Stud | 105.38 | 1.5 | 3.5 | N/A
Structural Columns | 2x4 Stud Full-Height Interior Wall | 2x4 Full-Height Interior Wall Stud | 2x4 Full-Height Interior Wall Stud - SPF #1/#2 | Level 1 | 132-TWSV | 258 | Factory |  | SPF #1/#2 | KingStud | 105.38 | 1.5 | 3.5 | N/A
Structural Columns | 2x4 Stud Full-Height Interior Wall | 2x4 Full-Height Interior Wall Stud | 2x4 Full-Height Interior Wall Stud - SPF #1/#2 | Level 1 | 132-TWSV | 259 | Factory |  | SPF #1/#2 | Stud | 105.38 | 1.5 | 3.5 | N/A
Structural Columns | 2x4 Stud Full-Height Interior Wall | 2x4 Full-Height Interior Wall Stud | 2x4 Full-Height Interior Wall Stud - SPF #1/#2 | Level 1 | 132-TWSV | 260 | Factory |  | SPF #1/#2 | Stud | 105.38 | 1.5 | 3.5 | N/A
Structural Columns | 2x4 Stud Full-Height Interior Wall | 2x4 Full-Height Interior Wall Stud | 2x4 Full-Height Interior Wall Stud - SPF #1/#2 | Level 1 | 132-TWSV | 261 | Factory |  | SPF #1/#2 | KingStud | 105.38 | 1.5 | 3.5 | N/A
Structural Columns | 2x4 Stud Full-Height Interior Wall | 2x4 Full-Height Interior Wall Stud | 2x4 Full-Height Interior Wall Stud - SPF #1/#2 | Level 1 | 132-TWSV | 262 | Factory |  | SPF #1/#2 | Stud | 105.38 | 1.5 | 3.5 | N/A
Structural Columns | 2x4 Stud Full-Height Interior Wall | 2x4 Full-Height Interior Wall Stud | 2x4 Full-Height Interior Wall Stud - SPF #1/#2 | Level 1 | 132-TWSV | 263 | Factory |  | SPF #1/#2 | Stud | 105.38 | 1.5 | 3.5 | N/A
Structural Columns | 2x4 Stud Full-Height Interior Wall | 2x4 Full-Height Interior Wall Stud | 2x4 Full-Height Interior Wall Stud - SPF #1/#2 | Level 1 | 132-TWSV | 264 | Factory |  | SPF #1/#2 | KingStud | 105.38 | 1.5 | 3.5 | N/A
Structural Columns | 2x4 Stud Full-Height Interior Wall | 2x4 Full-Height Interior Wall Stud | 2x4 Full-Height Interior Wall Stud - SPF #1/#2 | Level 1 | 132-TWSV | 265 | Factory |  | SPF #1/#2 | KingStud | 105.38 | 1.5 | 3.5 | N/A
Structural Columns | 2x4 Stud Full-Height Interior Wall | 2x4 Full-Height Interior Wall Stud | 2x4 Full-Height Interior Wall Stud - SPF #1/#2 | Level 1 | 133-TWSVP | 266 | Factory |  | SPF #1/#2 | Stud | 105.38 | 1.5 | 3.5 | N/A
Structural Columns | 2x4 Stud Full-Height Interior Wall | 2x4 Full-Height Interior Wall Stud | 2x4 Full-Height Interior Wall Stud - SPF #1/#2 | Level 1 | 132-TWSV | 267 | Factory |  | SPF #1/#2 | Stud | 105.38 | 1.5 | 3.5 | N/A
Structural Columns | 2x4 Stud Full-Height Interior Wall | 2x4 Full-Height Interior Wall Stud | 2x4 Full-Height Interior Wall Stud - SPF #1/#2 | Level 1 | 132-TWSV | 268 | Factory |  | SPF #1/#2 | Stud | 105.38 | 1.5 | 3.5 | N/A
Structural Columns | 2x4 Stud Full-Height Interior Wall | 2x4 Full-Height Interior Wall Stud | 2x4 Full-Height Interior Wall Stud - SPF #1/#2 | Level 1 | 133-TWSVP | 269 | Factory |  | SPF #1/#2 | Stud | 105.38 | 1.5 | 3.5 | N/A
Structural Columns | 2x4 Stud Full-Height Interior Wall | 2x4 Full-Height Interior Wall Stud | 2x4 Full-Height Interior Wall Stud - SPF #1/#2 | Level 1 | 133-TWSVP | 270 | Factory |  | SPF #1/#2 | Stud | 105.38 | 1.5 | 3.5 | N/A
Structural Columns | 2x4 Stud Full-Height Interior Wall | 2x4 Full-Height Interior Wall Stud | 2x4 Full-Height Interior Wall Stud - SPF #1/#2 | Level 1 | 133-TWSVP | 271 | Factory |  | SPF #1/#2 | KingStud | 105.38 | 1.5 | 3.5 | N/A
Structural Columns | 2x4 Stud Full-Height Interior Wall | 2x4 Full-Height Interior Wall Stud | 2x4 Full-Height Interior Wall Stud - SPF #1/#2 | Level 1 | 133-TWSVP | 272 | Factory |  | SPF #1/#2 | KingStud | 105.38 | 1.5 | 3.5 | N/A
Structural Columns | 2x4 Stud Full-Height Interior Wall | 2x4 Full-Height Interior Wall Stud | 2x4 Full-Height Interior Wall Stud - SPF #1/#2 | Level 1 | 133-TWSVP | 273 | Factory |  | SPF #1/#2 | Stud | 105.38 | 1.5 | 3.5 | N/A
Structural Columns | 2x4 Stud Full-Height Interior Wall | 2x4 Full-Height Interior Wall Stud | 2x4 Full-Height Interior Wall Stud - SPF #1/#2 | Level 1 | 133-TWSVP | 274 | Factory |  | SPF #1/#2 | Stud | 105.38 | 1.5 | 3.5 | N/A
Structural Columns | 2x4 Stud Full-Height Interior Wall | 2x4 Full-Height Interior Wall Stud | 2x4 Full-Height Interior Wall Stud - SPF #1/#2 | Level 1 | 133-TWSVP | 275 | Factory |  | SPF #1/#2 | Stud | 105.38 | 1.5 | 3.5 | N/A
Structural Columns | 2x4 Stud Full-Height Interior Wall | 2x4 Full-Height Interior Wall Stud | 2x4 Full-Height Interior Wall Stud - SPF #1/#2 | Level 1 | 134-TWSV | 276 | Factory |  | SPF #1/#2 | Stud | 105.38 | 1.5 | 3.5 | N/A
Structural Columns | 2x4 Stud Full-Height Interior Wall | 2x4 Full-Height Interior Wall Stud | 2x4 Full-Height Interior Wall Stud - SPF #1/#2 | Level 1 | 139-TWSV | 282 | Factory |  | SPF #1/#2 | Trimmer | 105.38 | 1.5 | 3.5 | N/A
Structural Columns | 2x4 Stud Full-Height Interior Wall | 2x4 Full-Height Interior Wall Stud | 2x4 Full-Height Interior Wall Stud - SPF #1/#2 | Level 1 | 118-TWSV | 337 | Factory |  | SPF #1/#2 | FlatStud | 105.38 | 1.5 | 3.5 | N/A
Structural Columns | 2x4 Stud Full-Height Interior Wall | 2x4 Full-Height Interior Wall Stud | 2x4 Full-Height Interior Wall Stud - SPF #1/#2 | Level 1 | 107-TWN | 34 | Factory |  | SPF #1/#2 | Trimmer | 105.38 | 1.5 | 3.5 | N/A
Structural Columns | 2x4 Stud Full-Height Interior Wall | 2x4 Full-Height Interior Wall Stud | 2x4 Full-Height Interior Wall Stud - SPF #1/#2 | Level 1 | 137-TWSV | 36 | Factory |  | SPF #1/#2 | Stud | 105.38 | 1.5 | 3.5 | N/A
Structural Columns | 2x4 Stud Full-Height Interior Wall | 2x4 Full-Height Interior Wall Stud | 2x4 Full-Height Interior Wall Stud - SPF #1/#2 | Level 1 | 139-TWSV | 37 | Factory |  | SPF #1/#2 | FlatStud | 105.38 | 1.5 | 3.5 | N/A
Structural Columns | 2x4 Stud Full-Height Interior Wall | 2x4 Full-Height Interior Wall Stud | 2x4 Full-Height Interior Wall Stud - SPF #1/#2 | Level 1 | 118-TWSV | 38 | Factory |  | SPF #1/#2 | Stud | 105.38 | 1.5 | 3.5 | N/A
Structural Columns | 2x4 Stud Full-Height Interior Wall | 2x4 Full-Height Interior Wall Stud | 2x4 Full-Height Interior Wall Stud - SPF #1/#2 | Level 1 | 118-TWSV | 39 | Factory |  | SPF #1/#2 | Stud | 105.38 | 1.5 | 3.5 | N/A
Structural Columns | 2x4 Stud Full-Height Interior Wall | 2x4 Full-Height Interior Wall Stud | 2x4 Full-Height Interior Wall Stud - SPF #1/#2 | Level 1 | 118-TWSV | 40 | Factory |  | SPF #1/#2 | Stud | 105.38 | 1.5 | 3.5 | N/A
Structural Columns | 2x4 Stud Full-Height Interior Wall | 2x4 Full-Height Interior Wall Stud | 2x4 Full-Height Interior Wall Stud - SPF #1/#2 | Level 1 | 118-TWSV | 41 | Factory |  | SPF #1/#2 | Stud | 105.38 | 1.5 | 3.5 | N/A
Structural Columns | 2x4 Stud Full-Height Interior Wall | 2x4 Full-Height Interior Wall Stud | 2x4 Full-Height Interior Wall Stud - SPF #1/#2 | Level 1 | 118-TWSV | 42 | Factory |  | SPF #1/#2 | Stud | 105.38 | 1.5 | 3.5 | N/A
Structural Columns | 2x4 Stud Full-Height Interior Wall | 2x4 Full-Height Interior Wall Stud | 2x4 Full-Height Interior Wall Stud - SPF #1/#2 | Level 1 | 139-TWSV | 43 | Factory |  | SPF #1/#2 | FlatStud | 105.38 | 1.5 | 3.5 | N/A
Structural Columns | 2x4 Stud Full-Height Interior Wall | 2x4 Full-Height Interior Wall Stud | 2x4 Full-Height Interior Wall Stud - SPF #1/#2 | Level 1 | 138-TWSV | 44 | Factory |  | SPF #1/#2 | Stud | 105.38 | 1.5 | 3.5 | N/A
Structural Columns | 2x4 Stud Full-Height Interior Wall | 2x4 Full-Height Interior Wall Stud | 2x4 Full-Height Interior Wall Stud - SPF #1/#2 | Level 1 | 138-TWSV | 45 | Factory |  | SPF #1/#2 | Stud | 105.38 | 1.5 | 3.5 | N/A
Structural Columns | 2x4 Stud Full-Height Interior Wall | 2x4 Full-Height Interior Wall Stud | 2x4 Full-Height Interior Wall Stud - SPF #1/#2 | Level 1 | 120-TWN | 47 | Factory |  | SPF #1/#2 | Stud | 105.38 | 1.5 | 3.5 | N/A
Structural Columns | 2x4 Stud Full-Height Interior Wall | 2x4 Full-Height Interior Wall Stud | 2x4 Full-Height Interior Wall Stud - SPF #1/#2 | Level 1 | 120-TWN | 48 | Factory |  | SPF #1/#2 | Stud | 105.38 | 1.5 | 3.5 | N/A
Structural Columns | 2x4 Stud Full-Height Interior Wall | 2x4 Full-Height Interior Wall Stud | 2x4 Full-Height Interior Wall Stud - SPF #1/#2 | Level 1 | 126-TWN | 49 | Factory |  | SPF #1/#2 | Stud | 105.38 | 1.5 | 3.5 | N/A
Structural Columns | 2x4 Stud Full-Height Interior Wall | 2x4 Full-Height Interior Wall Stud | 2x4 Full-Height Interior Wall Stud - SPF #1/#2 | Level 1 | 126-TWN | 50 | Factory |  | SPF #1/#2 | KingStud | 105.38 | 1.5 | 3.5 | N/A
Structural Columns | 2x4 Stud Full-Height Interior Wall | 2x4 Full-Height Interior Wall Stud | 2x4 Full-Height Interior Wall Stud - SPF #1/#2 | Level 1 | 125-TWN | 52 | Factory |  | SPF #1/#2 | Stud | 105.38 | 1.5 | 3.5 | N/A
Structural Columns | 2x4 Stud Full-Height Interior Wall | 2x4 Full-Height Interior Wall Stud | 2x4 Full-Height Interior Wall Stud - SPF #1/#2 | Level 1 | 125-TWN | 53 | Factory |  | SPF #1/#2 | Stud | 105.38 | 1.5 | 3.5 | N/A
Structural Columns | 2x4 Stud Full-Height Interior Wall | 2x4 Full-Height Interior Wall Stud | 2x4 Full-Height Interior Wall Stud - SPF #1/#2 | Level 1 | 125-TWN | 54 | Factory |  | SPF #1/#2 | Stud | 105.38 | 1.5 | 3.5 | N/A
Structural Columns | 2x4 Stud Full-Height Interior Wall | 2x4 Full-Height Interior Wall Stud | 2x4 Full-Height Interior Wall Stud - SPF #1/#2 | Level 1 | 122-TWN | 55 | Factory |  | SPF #1/#2 | Stud | 105.38 | 1.5 | 3.5 | N/A
Structural Columns | 2x4 Stud Full-Height Interior Wall | 2x4 Full-Height Interior Wall Stud | 2x4 Full-Height Interior Wall Stud - SPF #1/#2 | Level 1 | 118-TWSV | 553 | Factory |  | SPF #1/#2 | FlatStud | 105.38 | 1.5 | 3.5 | N/A
Structural Columns | 2x4 Stud Full-Height Interior Wall | 2x4 Full-Height Interior Wall Stud | 2x4 Full-Height Interior Wall Stud - SPF #1/#2 | Level 1 | 122-TWN | 56 | Factory |  | SPF #1/#2 | Stud | 105.38 | 1.5 | 3.5 | N/A
Structural Columns | 2x4 Stud Full-Height Interior Wall | 2x4 Full-Height Interior Wall Stud | 2x4 Full-Height Interior Wall Stud - SPF #1/#2 | Level 1 | 122-TWN | 57 | Factory |  | SPF #1/#2 | KingStud | 105.38 | 1.5 | 3.5 | N/A
Structural Columns | 2x4 Stud Full-Height Interior Wall | 2x4 Full-Height Interior Wall Stud | 2x4 Full-Height Interior Wall Stud - SPF #1/#2 | Level 1 | 122-TWN | 58 | Factory |  | SPF #1/#2 | KingStud | 105.38 | 1.5 | 3.5 | N/A
Structural Columns | 2x4 Stud Full-Height Interior Wall | 2x4 Full-Height Interior Wall Stud | 2x4 Full-Height Interior Wall Stud - SPF #1/#2 | Level 1 | 122-TWN | 59 | Factory |  | SPF #1/#2 | Stud | 105.38 | 1.5 | 3.5 | N/A
Structural Columns | 2x4 Stud Full-Height Interior Wall | 2x4 Full-Height Interior Wall Stud | 2x4 Full-Height Interior Wall Stud - SPF #1/#2 | Level 1 | 122-TWN | 60 | Factory |  | SPF #1/#2 | Stud | 105.38 | 1.5 | 3.5 | N/A
Structural Columns | 2x4 Stud Full-Height Interior Wall | 2x4 Full-Height Interior Wall Stud | 2x4 Full-Height Interior Wall Stud - SPF #1/#2 | Level 1 | 122-TWN | 61 | Factory |  | SPF #1/#2 | Stud | 105.38 | 1.5 | 3.5 | N/A
Structural Columns | 2x4 Stud Full-Height Interior Wall | 2x4 Full-Height Interior Wall Stud | 2x4 Full-Height Interior Wall Stud - SPF #1/#2 | Level 1 | 127-TWN | 6193770 | Factory |  | SPF #1/#2 | FlatStud | 105.38 | 1.5 | 3.5 | N/A
Structural Columns | 2x4 Stud Full-Height Interior Wall | 2x4 Full-Height Interior Wall Stud | 2x4 Full-Height Interior Wall Stud - SPF #1/#2 | Level 1 | FL1_StructuralColumns | 6198834 | Factory |  | SPF #1/#2 | FlatStud | 105.38 | 1.5 | 3.5 | N/A
Structural Columns | 2x4 Stud Full-Height Interior Wall | 2x4 Full-Height Interior Wall Stud | 2x4 Full-Height Interior Wall Stud - SPF #1/#2 | Level 1 | 109-TWN | 67 | Factory |  | SPF #1/#2 | FlatStud | 105.38 | 1.5 | 3.5 | N/A
Structural Columns | 2x4 Stud Full-Height Interior Wall | 2x4 Full-Height Interior Wall Stud | 2x4 Full-Height Interior Wall Stud - SPF #1/#2 | Level 1 | 121-TWN | 68 | Factory |  | SPF #1/#2 | FlatStud | 105.38 | 1.5 | 3.5 | N/A
Structural Columns | 2x4 Stud Full-Height Interior Wall | 2x4 Full-Height Interior Wall Stud | 2x4 Full-Height Interior Wall Stud - SPF #1/#2 | Level 1 | 124-TWN | 69 | Factory |  | SPF #1/#2 | FlatStud | 105.38 | 1.5 | 3.5 | N/A
Structural Columns | 2x4 Stud Full-Height Interior Wall | 2x4 Full-Height Interior Wall Stud | 2x4 Full-Height Interior Wall Stud - SPF #1/#2 | Level 1 | 101-TWSV | 71 | Factory |  | SPF #1/#2 | Stud | 105.38 | 1.5 | 3.5 | N/A
Structural Columns | 2x4 Stud Full-Height Interior Wall | 2x4 Full-Height Interior Wall Stud | 2x4 Full-Height Interior Wall Stud - SPF #1/#2 | Level 1 | 103-TWSV | 72 | Factory |  | SPF #1/#2 | Stud | 105.38 | 1.5 | 3.5 | N/A
Structural Columns | 2x4 Stud Full-Height Interior Wall | 2x4 Full-Height Interior Wall Stud | 2x4 Full-Height Interior Wall Stud - SPF #1/#2 | Level 1 | 103-TWSV | 73 | Factory |  | SPF #1/#2 | KingStud | 105.38 | 1.5 | 3.5 | N/A
Structural Columns | 2x4 Stud Full-Height Interior Wall | 2x4 Full-Height Interior Wall Stud | 2x4 Full-Height Interior Wall Stud - SPF #1/#2 | Level 1 | 103-TWSV | 74 | Factory |  | SPF #1/#2 | Stud | 105.38 | 1.5 | 3.5 | N/A
Structural Columns | 2x4 Stud Full-Height Interior Wall | 2x4 Full-Height Interior Wall Stud | 2x4 Full-Height Interior Wall Stud - SPF #1/#2 | Level 1 | 103-TWSV | 75 | Factory |  | SPF #1/#2 | KingStud | 105.38 | 1.5 | 3.5 | N/A
Structural Columns | 2x4 Stud Full-Height Interior Wall | 2x4 Full-Height Interior Wall Stud | 2x4 Full-Height Interior Wall Stud - SPF #1/#2 | Level 1 | 103-TWSV | 76 | Factory |  | SPF #1/#2 | Stud | 105.38 | 1.5 | 3.5 | N/A
Structural Columns | 2x4 Stud Full-Height Interior Wall | 2x4 Full-Height Interior Wall Stud | 2x4 Full-Height Interior Wall Stud - SPF #1/#2 | Level 1 | 103-TWSV | 77 | Factory |  | SPF #1/#2 | Stud | 105.38 | 1.5 | 3.5 | N/A
Structural Columns | 2x4 Stud Full-Height Interior Wall | 2x4 Full-Height Interior Wall Stud | 2x4 Full-Height Interior Wall Stud - SPF #1/#2 | Level 1 | 103-TWSV | 78 | Factory |  | SPF #1/#2 | KingStud | 105.38 | 1.5 | 3.5 | N/A
Structural Columns | 2x4 Stud Full-Height Interior Wall | 2x4 Full-Height Interior Wall Stud | 2x4 Full-Height Interior Wall Stud - SPF #1/#2 | Level 1 | 103-TWSV | 79 | Factory |  | SPF #1/#2 | KingStud | 105.38 | 1.5 | 3.5 | N/A
Structural Columns | 2x4 Stud Full-Height Interior Wall | 2x4 Full-Height Interior Wall Stud | 2x4 Full-Height Interior Wall Stud - SPF #1/#2 | Level 1 | 103-TWSV | 80 | Factory |  | SPF #1/#2 | Stud | 105.38 | 1.5 | 3.5 | N/A
Structural Columns | 2x4 Stud Full-Height Interior Wall | 2x4 Full-Height Interior Wall Stud | 2x4 Full-Height Interior Wall Stud - SPF #1/#2 | Level 1 | 103-TWSV | 81 | Factory |  | SPF #1/#2 | KingStud | 105.38 | 1.5 | 3.5 | N/A
Structural Columns | 2x4 Stud Full-Height Interior Wall | 2x4 Full-Height Interior Wall Stud | 2x4 Full-Height Interior Wall Stud - SPF #1/#2 | Level 1 | 103-TWSV | 82 | Factory |  | SPF #1/#2 | KingStud | 105.38 | 1.5 | 3.5 | N/A
Structural Columns | 2x4 Stud Full-Height Interior Wall | 2x4 Full-Height Interior Wall Stud | 2x4 Full-Height Interior Wall Stud - SPF #1/#2 | Level 1 | 103-TWSV | 83 | Factory |  | SPF #1/#2 | Stud | 105.38 | 1.5 | 3.5 | N/A
Structural Columns | 2x4 Stud Full-Height Interior Wall | 2x4 Full-Height Interior Wall Stud | 2x4 Full-Height Interior Wall Stud - SPF #1/#2 | Level 1 | 103-TWSV | 84 | Factory |  | SPF #1/#2 | Stud | 105.38 | 1.5 | 3.5 | N/A
Structural Columns | 2x4 Stud Full-Height Interior Wall | 2x4 Full-Height Interior Wall Stud | 2x4 Full-Height Interior Wall Stud - SPF #1/#2 | Level 1 | 102-TWSV | 85 | Factory |  | SPF #1/#2 | Stud | 105.38 | 1.5 | 3.5 | N/A
Structural Columns | 2x4 Stud Full-Height Interior Wall | 2x4 Full-Height Interior Wall Stud | 2x4 Full-Height Interior Wall Stud - SPF #1/#2 | Level 1 | 102-TWSV | 86 | Factory |  | SPF #1/#2 | Stud | 105.38 | 1.5 | 3.5 | N/A
Structural Columns | 2x4 Stud Full-Height Interior Wall | 2x4 Full-Height Interior Wall Stud | 2x4 Full-Height Interior Wall Stud - SPF #1/#2 | Level 1 | 102-TWSV | 87 | Factory |  | SPF #1/#2 | Stud | 105.38 | 1.5 | 3.5 | N/A
Structural Columns | 2x4 Stud Full-Height Interior Wall | 2x4 Full-Height Interior Wall Stud | 2x4 Full-Height Interior Wall Stud - SPF #1/#2 | Level 1 | 102-TWSV | 88 | Factory |  | SPF #1/#2 | Stud | 105.38 | 1.5 | 3.5 | N/A
Structural Columns | 2x4 Stud Full-Height Interior Wall | 2x4 Full-Height Interior Wall Stud | 2x4 Full-Height Interior Wall Stud - SPF #1/#2 | Level 1 | 102-TWSV | 89 | Factory |  | SPF #1/#2 | Stud | 105.38 | 1.5 | 3.5 | N/A
Structural Columns | 2x4 Stud Full-Height Interior Wall | 2x4 Full-Height Interior Wall Stud | 2x4 Full-Height Interior Wall Stud - SPF #1/#2 | Level 1 | 102-TWSV | 90 | Factory |  | SPF #1/#2 | Stud | 105.38 | 1.5 | 3.5 | N/A
Structural Columns | 2x4 Stud Full-Height Interior Wall | 2x4 Full-Height Interior Wall Stud | 2x4 Full-Height Interior Wall Stud - SPF #1/#2 | Level 1 | 102-TWSV | 91 | Factory |  | SPF #1/#2 | Stud | 105.38 | 1.5 | 3.5 | N/A
Structural Columns | 2x4 Stud Full-Height Interior Wall | 2x4 Full-Height Interior Wall Stud | 2x4 Full-Height Interior Wall Stud - SPF #1/#2 | Level 1 | 103-TWSV | 92 | Factory |  | SPF #1/#2 | FlatStud | 105.38 | 1.5 | 3.5 | N/A
Structural Columns | 2x4 Stud Full-Height Interior Wall | 2x4 Full-Height Interior Wall Stud | 2x4 Full-Height Interior Wall Stud - SPF #1/#2 | Level 1 | 101-TWSV | 93 | Factory |  | SPF #1/#2 | FlatStud | 105.38 | 1.5 | 3.5 | N/A
Structural Columns | 2x4 Stud Full-Height Interior Wall | 2x4 Full-Height Interior Wall Stud | 2x4 Full-Height Interior Wall Stud - SPF #1/#2 | Level 1 | 115-TWSV | 94 | Factory |  | SPF #1/#2 | Stud | 105.38 | 1.5 | 3.5 | N/A
Structural Columns | 2x4 Stud Full-Height Interior Wall | 2x4 Full-Height Interior Wall Stud | 2x4 Full-Height Interior Wall Stud - SPF #1/#2 | Level 1 | 110-TWN | 95 | Factory |  | SPF #1/#2 | KingStud | 105.38 | 1.5 | 3.5 | N/A
Structural Columns | 2x4 Stud Full-Height Interior Wall | 2x4 Full-Height Interior Wall Stud | 2x4 Full-Height Interior Wall Stud - SPF #1/#2 | Level 1 | 101-TWSV | 96 | Factory |  | SPF #1/#2 | Stud | 105.38 | 1.5 | 3.5 | N/A
Structural Columns | 2x4 Stud Full-Height Interior Wall | 2x4 Full-Height Interior Wall Stud | 2x4 Full-Height Interior Wall Stud - SPF #1/#2 | Level 1 | 115-TWSV | 97 | Factory |  | SPF #1/#2 | Stud | 105.38 | 1.5 | 3.5 | N/A
Structural Columns | 2x4 Stud Full-Height Interior Wall | 2x4 Full-Height Interior Wall Stud | 2x4 Full-Height Interior Wall Stud - SPF #1/#2 | Level 1 | 110-TWN | 98 | Factory |  | SPF #1/#2 | Stud | 105.38 | 1.5 | 3.5 | N/A
Structural Columns | 2x4 Stud Full-Height Interior Wall | 2x4 Full-Height Interior Wall Stud | 2x4 Full-Height Interior Wall Stud - SPF #1/#2 | Level 1 | 110-TWN | 99 | Factory |  | SPF #1/#2 | Stud | 105.38 | 1.5 | 3.5 | N/A
Structural Columns | 2x6 Stud Full-Height Interior Wall | 2x6 Full-Height Interior Wall Stud | 2x6 Full-Height Interior Wall Stud - SPF #1/#2 | Level 1 | 119-TWSVP | 305 | Factory |  | SPF #1/#2 | FlatStud | 105.38 | 1.5 | 5.5 | N/A
Structural Columns | 2x6 Stud Full-Height Interior Wall | 2x6 Full-Height Interior Wall Stud | 2x6 Full-Height Interior Wall Stud - SPF #1/#2 | Level 1 | 119-TWSVP | 306 | Factory |  | SPF #1/#2 | FlatStud | 105.38 | 1.5 | 5.5 | N/A
Structural Columns | 2x6 Stud Full-Height Interior Wall | 2x6 Full-Height Interior Wall Stud | 2x6 Full-Height Interior Wall Stud - SPF #1/#2 | Level 1 | 107-TWN | 307 | Factory |  | SPF #1/#2 | FlatStud | 105.38 | 1.5 | 5.5 | N/A
Structural Columns | 2x6 Stud Full-Height Interior Wall | 2x6 Full-Height Interior Wall Stud | 2x6 Full-Height Interior Wall Stud - SPF #1/#2 | Level 1 | 127-TWN | 308 | Factory |  | SPF #1/#2 | FlatStud | 105.38 | 1.5 | 5.5 | N/A
Structural Columns | 2x6 Stud Full-Height Interior Wall | 2x6 Full-Height Interior Wall Stud | 2x6 Full-Height Interior Wall Stud - SPF #1/#2 | Level 1 | 123-TWNP | 309 | Factory |  | SPF #1/#2 | FlatStud | 105.38 | 1.5 | 5.5 | N/A
Structural Columns | 2x6 Stud Full-Height Interior Wall | 2x6 Full-Height Interior Wall Stud | 2x6 Full-Height Interior Wall Stud - SPF #1/#2 | Level 1 | 128-TWN | 310 | Factory |  | SPF #1/#2 | Stud | 105.38 | 1.5 | 5.5 | N/A
Structural Columns | 2x6 Stud Full-Height Interior Wall | 2x6 Full-Height Interior Wall Stud | 2x6 Full-Height Interior Wall Stud - SPF #1/#2 | Level 1 | 129-TWN | 311 | Factory |  | SPF #1/#2 | FlatStud | 105.38 | 1.5 | 5.5 | N/A
Structural Columns | 2x6 Stud Full-Height Interior Wall | 2x6 Full-Height Interior Wall Stud | 2x6 Full-Height Interior Wall Stud - SPF #1/#2 | Level 1 | 123-TWNP | 312 | Factory |  | SPF #1/#2 | FlatStud | 105.38 | 1.5 | 5.5 | N/A
Structural Columns | 2x6 Stud Full-Height Interior Wall | 2x6 Full-Height Interior Wall Stud | 2x6 Full-Height Interior Wall Stud - SPF #1/#2 | Level 1 | 129-TWN | 313 | Factory |  | SPF #1/#2 | FlatStud | 105.38 | 1.5 | 5.5 | N/A
Structural Columns | 2x6 Stud Full-Height Interior Wall | 2x6 Full-Height Interior Wall Stud | 2x6 Full-Height Interior Wall Stud - SPF #1/#2 | Level 1 | 103-TWSV | 314 | Factory |  | SPF #1/#2 | FlatStud | 105.38 | 1.5 | 5.5 | N/A
Structural Columns | 2x6 Stud Full-Height Interior Wall | 2x6 Full-Height Interior Wall Stud | 2x6 Full-Height Interior Wall Stud - SPF #1/#2 | Level 1 | 103-TWSV | 315 | Factory |  | SPF #1/#2 | FlatStud | 105.38 | 1.5 | 5.5 | N/A
Structural Columns | 2x6 Stud Full-Height Interior Wall | 2x6 Full-Height Interior Wall Stud | 2x6 Full-Height Interior Wall Stud - SPF #1/#2 | Level 1 | 105-TWNP | 316 | Factory |  | SPF #1/#2 | Stud | 105.38 | 1.5 | 5.5 | N/A
Structural Columns | 2x6 Stud Full-Height Interior Wall | 2x6 Full-Height Interior Wall Stud | 2x6 Full-Height Interior Wall Stud - SPF #1/#2 | Level 1 | 105-TWNP | 317 | Factory |  | SPF #1/#2 | Stud | 105.38 | 1.5 | 5.5 | N/A
Structural Columns | 2x6 Stud Full-Height Interior Wall | 2x6 Full-Height Interior Wall Stud | 2x6 Full-Height Interior Wall Stud - SPF #1/#2 | Level 1 | 105-TWNP | 318 | Factory |  | SPF #1/#2 | Stud | 105.38 | 1.5 | 5.5 | N/A
Structural Columns | 2x6 Stud Full-Height Interior Wall | 2x6 Full-Height Interior Wall Stud | 2x6 Full-Height Interior Wall Stud - SPF #1/#2 | Level 1 | 105-TWNP | 319 | Factory |  | SPF #1/#2 | Stud | 105.38 | 1.5 | 5.5 | N/A
Structural Columns | 2x6 Stud Full-Height Interior Wall | 2x6 Full-Height Interior Wall Stud | 2x6 Full-Height Interior Wall Stud - SPF #1/#2 | Level 1 | 101-TWSV | 320 | Factory |  | SPF #1/#2 | FlatStud | 105.38 | 1.5 | 5.5 | N/A
Structural Columns | 2x6 Stud Full-Height Interior Wall | 2x6 Full-Height Interior Wall Stud | 2x6 Full-Height Interior Wall Stud - SPF #1/#2 | Level 1 | 104-TWN | 321 | Factory |  | SPF #1/#2 | FlatStud | 105.38 | 1.5 | 5.5 | N/A
Structural Columns | 2x6 Stud Full-Height Interior Wall | 2x6 Full-Height Interior Wall Stud | 2x6 Full-Height Interior Wall Stud - SPF #1/#2 | Level 1 | 112-TWNP | 322 | Factory |  | SPF #1/#2 | FlatStud | 105.38 | 1.5 | 5.5 | N/A
Structural Columns | 2x6 Stud Full-Height Interior Wall | 2x6 Full-Height Interior Wall Stud | 2x6 Full-Height Interior Wall Stud - SPF #1/#2 | Level 1 | 112-TWNP | 323 | Factory |  | SPF #1/#2 | FlatStud | 105.38 | 1.5 | 5.5 | N/A
Structural Columns | 2x6 Stud Full-Height Interior Wall | 2x6 Full-Height Interior Wall Stud | 2x6 Full-Height Interior Wall Stud - SPF #1/#2 | Level 1 | 112-TWNP | 324 | Factory |  | SPF #1/#2 | FlatStud | 105.38 | 1.5 | 5.5 | N/A
Structural Columns | 2x6 Stud Full-Height Interior Wall | 2x6 Full-Height Interior Wall Stud | 2x6 Full-Height Interior Wall Stud - SPF #1/#2 | Level 1 | 112-TWNP | 325 | Factory |  | SPF #1/#2 | Stud | 105.38 | 1.5 | 5.5 | N/A
Structural Columns | 2x6 Stud Full-Height Interior Wall | 2x6 Full-Height Interior Wall Stud | 2x6 Full-Height Interior Wall Stud - SPF #1/#2 | Level 1 | 112-TWNP | 326 | Factory |  | SPF #1/#2 | Stud | 105.38 | 1.5 | 5.5 | N/A
Structural Columns | 2x6 Stud Full-Height Interior Wall | 2x6 Full-Height Interior Wall Stud | 2x6 Full-Height Interior Wall Stud - SPF #1/#2 | Level 1 | 112-TWNP | 327 | Factory |  | SPF #1/#2 | Stud | 105.38 | 1.5 | 5.5 | N/A
Structural Columns | 2x6 Stud Full-Height Interior Wall | 2x6 Full-Height Interior Wall Stud | 2x6 Full-Height Interior Wall Stud - SPF #1/#2 | Level 1 | 112-TWNP | 328 | Factory |  | SPF #1/#2 | Stud | 105.38 | 1.5 | 5.5 | N/A
Structural Columns | 2x6 Stud Full-Height Interior Wall | 2x6 Full-Height Interior Wall Stud | 2x6 Full-Height Interior Wall Stud - SPF #1/#2 | Level 1 | 112-TWNP | 329 | Factory |  | SPF #1/#2 | Stud | 105.38 | 1.5 | 5.5 | N/A
Structural Columns | 2x6 Stud Full-Height Interior Wall | 2x6 Full-Height Interior Wall Stud | 2x6 Full-Height Interior Wall Stud - SPF #1/#2 | Level 1 | 112-TWNP | 330 | Factory |  | SPF #1/#2 | Stud | 105.38 | 1.5 | 5.5 | N/A
Structural Columns | 2x6 Stud Full-Height Interior Wall | 2x6 Full-Height Interior Wall Stud | 2x6 Full-Height Interior Wall Stud - SPF #1/#2 | Level 1 | 112-TWNP | 331 | Factory |  | SPF #1/#2 | Stud | 105.38 | 1.5 | 5.5 | N/A
Structural Columns | 2x6 Stud Full-Height Interior Wall | 2x6 Full-Height Interior Wall Stud | 2x6 Full-Height Interior Wall Stud - SPF #1/#2 | Level 1 | 112-TWNP | 333 | Factory |  | SPF #1/#2 | Stud | 105.38 | 1.5 | 5.5 | N/A
Structural Columns | 2x6 Stud Full-Height Interior Wall | 2x6 Full-Height Interior Wall Stud | 2x6 Full-Height Interior Wall Stud - SPF #1/#2 | Level 1 | 111-TWSV | 334 | Factory |  | SPF #1/#2 | FlatStud | 105.38 | 1.5 | 5.5 | N/A
Structural Columns | 2x6 Stud Full-Height Interior Wall | 2x6 Full-Height Interior Wall Stud | 2x6 Full-Height Interior Wall Stud - SPF #1/#2 | Level 1 | 112-TWNP | 335 | Factory |  | SPF #1/#2 | FlatStud | 105.38 | 1.5 | 5.5 | N/A
Structural Columns | 2x6 Stud Full-Height Interior Wall | 2x6 Full-Height Interior Wall Stud | 2x6 Full-Height Interior Wall Stud - SPF #1/#2 | Level 1 | 116-TWSV | 336 | Factory |  | SPF #1/#2 | FlatStud | 105.38 | 1.5 | 5.5 | N/A
Structural Columns | 2x6 Stud Full-Height Interior Wall | 2x6 Full-Height Interior Wall Stud | 2x6 Full-Height Interior Wall Stud - SPF #1/#2 | Level 1 | 119-TWSVP | 339 | Factory |  | SPF #1/#2 | Stud | 105.38 | 1.5 | 5.5 | N/A
Structural Columns | 2x6 Stud Full-Height Interior Wall | 2x6 Full-Height Interior Wall Stud | 2x6 Full-Height Interior Wall Stud - SPF #1/#2 | Level 1 | 119-TWSVP | 340 | Factory |  | SPF #1/#2 | Stud | 105.38 | 1.5 | 5.5 | N/A
Structural Columns | 2x6 Stud Full-Height Interior Wall | 2x6 Full-Height Interior Wall Stud | 2x6 Full-Height Interior Wall Stud - SPF #1/#2 | Level 1 | 123-TWNP | 341 | Factory |  | SPF #1/#2 | Stud | 105.38 | 1.5 | 5.5 | N/A
Structural Columns | 2x6 Stud Full-Height Interior Wall | 2x6 Full-Height Interior Wall Stud | 2x6 Full-Height Interior Wall Stud - SPF #1/#2 | Level 1 | 119-TWSVP | 342 | Factory |  | SPF #1/#2 | KingStud | 105.38 | 1.5 | 5.5 | N/A
Structural Columns | 2x6 Stud Full-Height Interior Wall | 2x6 Full-Height Interior Wall Stud | 2x6 Full-Height Interior Wall Stud - SPF #1/#2 | Level 1 | 123-TWNP | 343 | Factory |  | SPF #1/#2 | Stud | 105.38 | 1.5 | 5.5 | N/A
Structural Columns | 2x6 Stud Full-Height Interior Wall | 2x6 Full-Height Interior Wall Stud | 2x6 Full-Height Interior Wall Stud - SPF #1/#2 | Level 1 | 119-TWSVP | 344 | Factory |  | SPF #1/#2 | KingStud | 105.38 | 1.5 | 5.5 | N/A
Structural Columns | 2x6 Stud Full-Height Interior Wall | 2x6 Full-Height Interior Wall Stud | 2x6 Full-Height Interior Wall Stud - SPF #1/#2 | Level 1 | 123-TWNP | 345 | Factory |  | SPF #1/#2 | Stud | 105.38 | 1.5 | 5.5 | N/A
Structural Columns | 2x6 Stud Full-Height Interior Wall | 2x6 Full-Height Interior Wall Stud | 2x6 Full-Height Interior Wall Stud - SPF #1/#2 | Level 1 | 123-TWNP | 346 | Factory |  | SPF #1/#2 | Stud | 105.38 | 1.5 | 5.5 | N/A
Structural Columns | 2x6 Stud Full-Height Interior Wall | 2x6 Full-Height Interior Wall Stud | 2x6 Full-Height Interior Wall Stud - SPF #1/#2 | Level 1 | 119-TWSVP | 347 | Factory |  | SPF #1/#2 | Stud | 105.38 | 1.5 | 5.5 | N/A
Structural Columns | 2x6 Stud Full-Height Interior Wall | 2x6 Full-Height Interior Wall Stud | 2x6 Full-Height Interior Wall Stud - SPF #1/#2 | Level 1 | 119-TWSVP | 349 | Factory |  | SPF #1/#2 | Stud | 105.38 | 1.5 | 5.5 | N/A
Structural Columns | 2x6 Stud Full-Height Interior Wall | 2x6 Full-Height Interior Wall Stud | 2x6 Full-Height Interior Wall Stud - SPF #1/#2 | Level 1 | 123-TWNP | 350 | Factory |  | SPF #1/#2 | Stud | 105.38 | 1.5 | 5.5 | N/A
Structural Columns | 2x6 Stud Full-Height Interior Wall | 2x6 Full-Height Interior Wall Stud | 2x6 Full-Height Interior Wall Stud - SPF #1/#2 | Level 1 | 129-TWN | 351 | Factory |  | SPF #1/#2 | Stud | 105.38 | 1.5 | 5.5 | N/A
Structural Columns | 2x6 Stud Full-Height Interior Wall | 2x6 Full-Height Interior Wall Stud | 2x6 Full-Height Interior Wall Stud - SPF #1/#2 | Level 1 | 122-TWN | 352 | Factory |  | SPF #1/#2 | FlatStud | 105.38 | 1.5 | 5.5 | N/A
Structural Columns | 2x6 Stud Full-Height Interior Wall | 2x6 Full-Height Interior Wall Stud | 2x6 Full-Height Interior Wall Stud - SPF #1/#2 | Level 1 | 122-TWN | 353 | Factory |  | SPF #1/#2 | FlatStud | 105.38 | 1.5 | 5.5 | N/A
Structural Columns | 2x6 Stud Full-Height Interior Wall | 2x6 Full-Height Interior Wall Stud | 2x6 Full-Height Interior Wall Stud - SPF #1/#2 | Level 1 | 128-TWN | 354 | Factory |  | SPF #1/#2 | Stud | 105.38 | 1.5 | 5.5 | N/A
Structural Columns | 2x6 Stud Full-Height Interior Wall | 2x6 Full-Height Interior Wall Stud | 2x6 Full-Height Interior Wall Stud - SPF #1/#2 | Level 1 | 122-TWN | 355 | Factory |  | SPF #1/#2 | FlatStud | 105.38 | 1.5 | 5.5 | N/A
Structural Columns | 2x6 Stud Full-Height Interior Wall | 2x6 Full-Height Interior Wall Stud | 2x6 Full-Height Interior Wall Stud - SPF #1/#2 | Level 1 | 123-TWNP | 356 | Factory |  | SPF #1/#2 | Stud | 105.38 | 1.5 | 5.5 | N/A
Structural Columns | 2x6 Stud Full-Height Interior Wall | 2x6 Full-Height Interior Wall Stud | 2x6 Full-Height Interior Wall Stud - SPF #1/#2 | Level 1 | 119-TWSVP | 357 | Factory |  | SPF #1/#2 | Stud | 105.38 | 1.5 | 5.5 | N/A
Structural Columns | 2x6 Stud Full-Height Interior Wall | 2x6 Full-Height Interior Wall Stud | 2x6 Full-Height Interior Wall Stud - SPF #1/#2 | Level 1 | 129-TWN | 358 | Factory |  | SPF #1/#2 | Stud | 105.38 | 1.5 | 5.5 | N/A
Structural Columns | 2x6 Stud Full-Height Interior Wall | 2x6 Full-Height Interior Wall Stud | 2x6 Full-Height Interior Wall Stud - SPF #1/#2 | Level 1 | 129-TWN | 359 | Factory |  | SPF #1/#2 | Stud | 105.38 | 1.5 | 5.5 | N/A
Structural Columns | 2x6 Stud Full-Height Interior Wall | 2x6 Full-Height Interior Wall Stud | 2x6 Full-Height Interior Wall Stud - SPF #1/#2 | Level 1 | 129-TWN | 361 | Factory |  | SPF #1/#2 | Stud | 105.38 | 1.5 | 5.5 | N/A
Structural Columns | 2x6 Stud Full-Height Interior Wall | 2x6 Full-Height Interior Wall Stud | 2x6 Full-Height Interior Wall Stud - SPF #1/#2 | Level 1 | 129-TWN | 362 | Factory |  | SPF #1/#2 | Stud | 105.38 | 1.5 | 5.5 | N/A
Structural Columns | 2x6 Stud Full-Height Interior Wall | 2x6 Full-Height Interior Wall Stud | 2x6 Full-Height Interior Wall Stud - SPF #1/#2 | Level 1 | 134-TWSV | 363 | Factory |  | SPF #1/#2 | FlatStud | 105.38 | 1.5 | 5.5 | N/A
Structural Columns | 2x6 Stud Full-Height Interior Wall | 2x6 Full-Height Interior Wall Stud | 2x6 Full-Height Interior Wall Stud - SPF #1/#2 | Level 1 | 129-TWN | 364 | Factory |  | SPF #1/#2 | Stud | 105.38 | 1.5 | 5.5 | N/A
Structural Columns | 2x6 Stud Full-Height Interior Wall | 2x6 Full-Height Interior Wall Stud | 2x6 Full-Height Interior Wall Stud - SPF #1/#2 | Level 1 | 129-TWN | 365 | Factory |  | SPF #1/#2 | Stud | 105.38 | 1.5 | 5.5 | N/A
Structural Columns | 2x6 Stud Full-Height Interior Wall | 2x6 Full-Height Interior Wall Stud | 2x6 Full-Height Interior Wall Stud - SPF #1/#2 | Level 1 | 132-TWSV | 366 | Factory |  | SPF #1/#2 | FlatStud | 105.38 | 1.5 | 5.5 | N/A
Structural Columns | 2x6 Stud Full-Height Interior Wall | 2x6 Full-Height Interior Wall Stud | 2x6 Full-Height Interior Wall Stud - SPF #1/#2 | Level 1 | 132-TWSV | 367 | Factory |  | SPF #1/#2 | FlatStud | 105.38 | 1.5 | 5.5 | N/A
Structural Columns | 2x6 Stud Full-Height Interior Wall | 2x6 Full-Height Interior Wall Stud | 2x6 Full-Height Interior Wall Stud - SPF #1/#2 | Level 1 | 133-TWSVP | 368 | Factory |  | SPF #1/#2 | FlatStud | 105.38 | 1.5 | 5.5 | N/A
Structural Columns | 2x6 Stud Full-Height Interior Wall | 2x6 Full-Height Interior Wall Stud | 2x6 Full-Height Interior Wall Stud - SPF #1/#2 | Level 1 | 119-TWSVP | 556 | Factory |  | SPF #1/#2 | FlatStud | 105.38 | 1.5 | 5.5 | N/A
Structural Columns | 2x6 Stud Full-Height Interior Wall | 2x6 Full-Height Interior Wall Stud | 2x6 Full-Height Interior Wall Stud - SPF #1/#2 | Level 1 | 121-TWN | 561 | Factory |  | SPF #1/#2 | FlatStud | 105.38 | 1.5 | 5.5 | N/A
Structural Columns | 2x6 Stud Full-Height Interior Wall | 2x6 Full-Height Interior Wall Stud | 2x6 Full-Height Interior Wall Stud - SPF #1/#2 | Level 1 | 112-TWNP | 6220617 | Factory |  | SPF #1/#2 | Stud | 105.38 | 1.5 | 5.5 | N/A
Structural Columns | 2x6 Stud Full-Height Interior Wall | 2x6 Full-Height Interior Wall Stud | 2x6 Full-Height Interior Wall Stud - SPF #1/#2 | Level 1 | 112-TWNP | 6220645 | Factory |  | SPF #1/#2 | Stud | 105.38 | 1.5 | 5.5 | N/A
Structural Columns | 2x6 Stud Full-Height Interior Wall | 2x6 Full-Height Interior Wall Stud | 2x6 Full-Height Interior Wall Stud - SPF #1/#2 | Level 1 | 105-TWNP | 6402957 | Factory |  | SPF #1/#2 | FlatStud | 105.38 | 1.5 | 5.5 | N/A
Structural Columns | 2x8 Stud Full-Height Interior Wall | 2x8 Full-Height Interior Wall Stud | 2x8 Full-Height Interior Wall Stud - SPF #1/#2 | Level 1 | 118-TWSV | 338 | Factory |  | SPF #1/#2 | FlatStud | 105.38 | 1.5 | 7.25 | N/A
Structural Columns | SC_Stud_Pack | 2x4 | 2x4 - SPF #1/#2 | Level 1 | 139-TWSV | 1 | Factory |  | SPF #1/#2 | HeaderCripple | 8.62 | 1.5 | 3.5 | N/A
Structural Columns | SC_Stud_Pack | 2x4 | 2x4 - SPF #1/#2 | Level 1 | 130-TWN | 10 | Factory |  | SPF #1/#2 | HeaderCripple | 33.38 | 1.5 | 3.5 | N/A
Structural Columns | SC_Stud_Pack | 2x4 | 2x4 - SPF #1/#2 | Level 1 | 104-TWN | 112 | Factory |  | SPF #1/#2 | Trimmer | 81 | 1.5 | 3.5 | N/A
Structural Columns | SC_Stud_Pack | 2x4 | 2x4 - SPF #1/#2 | Level 1 | 104-TWN | 115 | Factory |  | SPF #1/#2 | HeaderCripple | 34.88 | 1.5 | 3.5 | N/A
Structural Columns | SC_Stud_Pack | 2x4 | 2x4 - SPF #1/#2 | Level 1 | 104-TWN | 117 | Factory |  | SPF #1/#2 | HeaderCripple | 34.88 | 1.5 | 3.5 | N/A
Structural Columns | SC_Stud_Pack | 2x4 | 2x4 - SPF #1/#2 | Level 1 | 104-TWN | 119 | Factory |  | SPF #1/#2 | HeaderCripple | 34.88 | 1.5 | 3.5 | N/A
Structural Columns | SC_Stud_Pack | 2x4 | 2x4 - SPF #1/#2 | Level 1 | 104-TWN | 120 | Factory |  | SPF #1/#2 | Trimmer | 81 | 1.5 | 3.5 | N/A
Structural Columns | SC_Stud_Pack | 2x4 | 2x4 - SPF #1/#2 | Level 1 | 127-TWN | 13 | Factory |  | SPF #1/#2 | HeaderCripple | 33.38 | 1.5 | 3.5 | N/A
Structural Columns | SC_Stud_Pack | 2x4 | 2x4 - SPF #1/#2 | Level 1 | 107-TWN | 131 | Factory |  | SPF #1/#2 | Stud | 81 | 1.5 | 3.5 | N/A
Structural Columns | SC_Stud_Pack | 2x4 | 2x4 - SPF #1/#2 | Level 1 | 122-TWN | 15 | Factory |  | SPF #1/#2 | HeaderCripple | 34.88 | 1.5 | 3.5 | N/A
Structural Columns | SC_Stud_Pack | 2x4 | 2x4 - SPF #1/#2 | Level 1 | 122-TWN | 16 | Factory |  | SPF #1/#2 | HeaderCripple | 34.88 | 1.5 | 3.5 | N/A
Structural Columns | SC_Stud_Pack | 2x4 | 2x4 - SPF #1/#2 | Level 1 | 114-TWN | 163 | Factory |  | SPF #1/#2 | HeaderCripple | 34.88 | 1.5 | 3.5 | N/A
Structural Columns | SC_Stud_Pack | 2x4 | 2x4 - SPF #1/#2 | Level 1 | 114-TWN | 166 | Factory |  | SPF #1/#2 | Trimmer | 81 | 1.5 | 3.5 | N/A
Structural Columns | SC_Stud_Pack | 2x4 | 2x4 - SPF #1/#2 | Level 1 | 114-TWN | 169 | Factory |  | SPF #1/#2 | HeaderCripple | 34.88 | 1.5 | 3.5 | N/A
Structural Columns | SC_Stud_Pack | 2x4 | 2x4 - SPF #1/#2 | Level 1 | 108-TWN | 17 | Factory |  | SPF #1/#2 | Trimmer | 81 | 1.5 | 3.5 | N/A
Structural Columns | SC_Stud_Pack | 2x4 | 2x4 - SPF #1/#2 | Level 1 | 114-TWN | 171 | Factory |  | SPF #1/#2 | HeaderCripple | 34.88 | 1.5 | 3.5 | N/A
Structural Columns | SC_Stud_Pack | 2x4 | 2x4 - SPF #1/#2 | Level 1 | 114-TWN | 173 | Factory |  | SPF #1/#2 | Trimmer | 81 | 1.5 | 3.5 | N/A
Structural Columns | SC_Stud_Pack | 2x4 | 2x4 - SPF #1/#2 | Level 1 | 126-TWN | 18 | Factory |  | SPF #1/#2 | HeaderCripple | 34.88 | 1.5 | 3.5 | N/A
Structural Columns | SC_Stud_Pack | 2x4 | 2x4 - SPF #1/#2 | Level 1 | 117-TWSV | 186 | Factory |  | SPF #1/#2 | HeaderCripple | 17.12 | 1.5 | 3.5 | N/A
Structural Columns | SC_Stud_Pack | 2x4 | 2x4 - SPF #1/#2 | Level 1 | 139-TWSV | 188 | Factory |  | SPF #1/#2 | HeaderCripple | 8.62 | 1.5 | 3.5 | N/A
Structural Columns | SC_Stud_Pack | 2x4 | 2x4 - SPF #1/#2 | Level 1 | 117-TWSV | 189 | Factory |  | SPF #1/#2 | HeaderCripple | 17.12 | 1.5 | 3.5 | N/A
Structural Columns | SC_Stud_Pack | 2x4 | 2x4 - SPF #1/#2 | Level 1 | 121-TWN | 19 | Factory |  | SPF #1/#2 | HeaderCripple | 34.88 | 1.5 | 3.5 | N/A
Structural Columns | SC_Stud_Pack | 2x4 | 2x4 - SPF #1/#2 | Level 1 | 117-TWSV | 190 | Factory |  | SPF #1/#2 | HeaderCripple | 17.12 | 1.5 | 3.5 | N/A
Structural Columns | SC_Stud_Pack | 2x4 | 2x4 - SPF #1/#2 | Level 1 | 117-TWSV | 192 | Factory |  | SPF #1/#2 | HeaderCripple | 17.12 | 1.5 | 3.5 | N/A
Structural Columns | SC_Stud_Pack | 2x4 | 2x4 - SPF #1/#2 | Level 1 | 139-TWSV | 2 | Factory |  | SPF #1/#2 | HeaderCripple | 8.62 | 1.5 | 3.5 | N/A
Structural Columns | SC_Stud_Pack | 2x4 | 2x4 - SPF #1/#2 | Level 1 | 127-TWN | 2004 | Factory |  | SPF #1/#2 | Trimmer | 81 | 1.5 | 3.5 | N/A
Structural Columns | SC_Stud_Pack | 2x4 | 2x4 - SPF #1/#2 | Level 1 | 127-TWN | 212 | Factory |  | SPF #1/#2 | HeaderCripple | 33.38 | 1.5 | 3.5 | N/A
Structural Columns | SC_Stud_Pack | 2x4 | 2x4 - SPF #1/#2 | Level 1 | 121-TWN | 215 | Factory |  | SPF #1/#2 | HeaderCripple | 34.88 | 1.5 | 3.5 | N/A
Structural Columns | SC_Stud_Pack | 2x4 | 2x4 - SPF #1/#2 | Level 1 | 110-TWN | 22 | Factory |  | SPF #1/#2 | HeaderCripple | 15.38 | 1.5 | 3.5 | N/A
Structural Columns | SC_Stud_Pack | 2x4 | 2x4 - SPF #1/#2 | Level 1 | 127-TWN | 221 | Factory |  | SPF #1/#2 | HeaderCripple | 33.38 | 1.5 | 3.5 | N/A
Structural Columns | SC_Stud_Pack | 2x4 | 2x4 - SPF #1/#2 | Level 1 | 142-TWN | 226 | Factory |  | SPF #1/#2 | Stud | 31.5 | 1.5 | 3.5 | N/A
Structural Columns | SC_Stud_Pack | 2x4 | 2x4 - SPF #1/#2 | Level 1 | 130-TWN | 23 | Factory |  | SPF #1/#2 | Trimmer | 81 | 1.5 | 3.5 | N/A
Structural Columns | SC_Stud_Pack | 2x4 | 2x4 - SPF #1/#2 | Level 1 | 141-TWN | 230 | Factory |  | SPF #1/#2 | Stud | 31.5 | 1.5 | 3.5 | N/A
Structural Columns | SC_Stud_Pack | 2x4 | 2x4 - SPF #1/#2 | Level 1 | 142-TWN | 231 | Factory |  | SPF #1/#2 | Stud | 31.5 | 1.5 | 3.5 | N/A
Structural Columns | SC_Stud_Pack | 2x4 | 2x4 - SPF #1/#2 | Level 1 | 136-TWN | 239 | Factory |  | SPF #1/#2 | Trimmer | 81 | 1.5 | 3.5 | N/A
Structural Columns | SC_Stud_Pack | 2x4 | 2x4 - SPF #1/#2 | Level 1 | 130-TWN | 24 | Factory |  | SPF #1/#2 | HeaderCripple | 33.38 | 1.5 | 3.5 | N/A
Structural Columns | SC_Stud_Pack | 2x4 | 2x4 - SPF #1/#2 | Level 1 | 136-TWN | 241 | Factory |  | SPF #1/#2 | HeaderCripple | 34.88 | 1.5 | 3.5 | N/A
Structural Columns | SC_Stud_Pack | 2x4 | 2x4 - SPF #1/#2 | Level 1 | 136-TWN | 243 | Factory |  | SPF #1/#2 | HeaderCripple | 34.88 | 1.5 | 3.5 | N/A
Structural Columns | SC_Stud_Pack | 2x4 | 2x4 - SPF #1/#2 | Level 1 | 136-TWN | 245 | Factory |  | SPF #1/#2 | HeaderCripple | 34.88 | 1.5 | 3.5 | N/A
Structural Columns | SC_Stud_Pack | 2x4 | 2x4 - SPF #1/#2 | Level 1 | 136-TWN | 246 | Factory |  | SPF #1/#2 | Trimmer | 81 | 1.5 | 3.5 | N/A
Structural Columns | SC_Stud_Pack | 2x4 | 2x4 - SPF #1/#2 | Level 1 | 122-TWN | 25 | Factory |  | SPF #1/#2 | Trimmer | 81 | 1.5 | 3.5 | N/A
Structural Columns | SC_Stud_Pack | 2x4 | 2x4 - SPF #1/#2 | Level 1 | 121-TWN | 26 | Factory |  | SPF #1/#2 | Trimmer | 81 | 1.5 | 3.5 | N/A
Structural Columns | SC_Stud_Pack | 2x4 | 2x4 - SPF #1/#2 | Level 1 | 107-TWN | 277 | Factory |  | SPF #1/#2 | Trimmer | 81 | 1.5 | 3.5 | N/A
Structural Columns | SC_Stud_Pack | 2x4 | 2x4 - SPF #1/#2 | Level 1 | 107-TWN | 279 | Factory |  | SPF #1/#2 | HeaderCripple | 34.88 | 1.5 | 3.5 | N/A
Structural Columns | SC_Stud_Pack | 2x4 | 2x4 - SPF #1/#2 | Level 1 | 107-TWN | 28 | Factory |  | SPF #1/#2 | HeaderCripple | 34.88 | 1.5 | 3.5 | N/A
Structural Columns | SC_Stud_Pack | 2x4 | 2x4 - SPF #1/#2 | Level 1 | 121-TWN | 281 | Factory |  | SPF #1/#2 | Trimmer | 81 | 1.5 | 3.5 | N/A
Structural Columns | SC_Stud_Pack | 2x4 | 2x4 - SPF #1/#2 | Level 1 | 122-TWN | 283 | Factory |  | SPF #1/#2 | Trimmer | 81 | 1.5 | 3.5 | N/A
Structural Columns | SC_Stud_Pack | 2x4 | 2x4 - SPF #1/#2 | Level 1 | 127-TWN | 284 | Factory |  | SPF #1/#2 | Trimmer | 81 | 1.5 | 3.5 | N/A
Structural Columns | SC_Stud_Pack | 2x4 | 2x4 - SPF #1/#2 | Level 1 | 130-TWN | 285 | Factory |  | SPF #1/#2 | HeaderCripple | 33.38 | 1.5 | 3.5 | N/A
Structural Columns | SC_Stud_Pack | 2x4 | 2x4 - SPF #1/#2 | Level 1 | 121-TWN | 286 | Factory |  | SPF #1/#2 | HeaderCripple | 34.88 | 1.5 | 3.5 | N/A
Structural Columns | SC_Stud_Pack | 2x4 | 2x4 - SPF #1/#2 | Level 1 | 126-TWN | 287 | Factory |  | SPF #1/#2 | Trimmer | 81 | 1.5 | 3.5 | N/A
Structural Columns | SC_Stud_Pack | 2x4 | 2x4 - SPF #1/#2 | Level 1 | 127-TWN | 288 | Factory |  | SPF #1/#2 | HeaderCripple | 33.38 | 1.5 | 3.5 | N/A
Structural Columns | SC_Stud_Pack | 2x4 | 2x4 - SPF #1/#2 | Level 1 | 130-TWN | 289 | Factory |  | SPF #1/#2 | Trimmer | 81 | 1.5 | 3.5 | N/A
Structural Columns | SC_Stud_Pack | 2x4 | 2x4 - SPF #1/#2 | Level 1 | 122-TWN | 290 | Factory |  | SPF #1/#2 | HeaderCripple | 34.88 | 1.5 | 3.5 | N/A
Structural Columns | SC_Stud_Pack | 2x4 | 2x4 - SPF #1/#2 | Level 1 | 107-TWN | 292 | Factory |  | SPF #1/#2 | HeaderCripple | 34.88 | 1.5 | 3.5 | N/A
Structural Columns | SC_Stud_Pack | 2x4 | 2x4 - SPF #1/#2 | Level 1 | 110-TWN | 293 | Factory |  | SPF #1/#2 | HeaderCripple | 15.38 | 1.5 | 3.5 | N/A
Structural Columns | SC_Stud_Pack | 2x4 | 2x4 - SPF #1/#2 | Level 1 | 130-TWN | 296 | Factory |  | SPF #1/#2 | HeaderCripple | 33.38 | 1.5 | 3.5 | N/A
Structural Columns | SC_Stud_Pack | 2x4 | 2x4 - SPF #1/#2 | Level 1 | 110-TWN | 298 | Factory |  | SPF #1/#2 | HeaderCripple | 15.38 | 1.5 | 3.5 | N/A
Structural Columns | SC_Stud_Pack | 2x4 | 2x4 - SPF #1/#2 | Level 1 | 108-TWN | 299 | Factory |  | SPF #1/#2 | HeaderCripple | 34.88 | 1.5 | 3.5 | N/A
Structural Columns | SC_Stud_Pack | 2x4 | 2x4 - SPF #1/#2 | Level 1 | 139-TWSV | 3 | Factory |  | SPF #1/#2 | HeaderCripple | 8.62 | 1.5 | 3.5 | N/A
Structural Columns | SC_Stud_Pack | 2x4 | 2x4 - SPF #1/#2 | Level 1 | 108-TWN | 300 | Factory |  | SPF #1/#2 | HeaderCripple | 34.88 | 1.5 | 3.5 | N/A
Structural Columns | SC_Stud_Pack | 2x4 | 2x4 - SPF #1/#2 | Level 1 | 139-TWSV | 302 | Factory |  | SPF #1/#2 | HeaderCripple | 8.62 | 1.5 | 3.5 | N/A
Structural Columns | SC_Stud_Pack | 2x4 | 2x4 - SPF #1/#2 | Level 1 | 139-TWSV | 303 | Factory |  | SPF #1/#2 | HeaderCripple | 8.62 | 1.5 | 3.5 | N/A
Structural Columns | SC_Stud_Pack | 2x4 | 2x4 - SPF #1/#2 | Level 1 | 139-TWSV | 304 | Factory |  | SPF #1/#2 | HeaderCripple | 8.62 | 1.5 | 3.5 | N/A
Structural Columns | SC_Stud_Pack | 2x4 | 2x4 - SPF #1/#2 | Level 1 | 108-TWN | 31 | Factory |  | SPF #1/#2 | HeaderCripple | 34.88 | 1.5 | 3.5 | N/A
Structural Columns | SC_Stud_Pack | 2x4 | 2x4 - SPF #1/#2 | Level 1 | 126-TWN | 32 | Factory |  | SPF #1/#2 | HeaderCripple | 34.88 | 1.5 | 3.5 | N/A
Structural Columns | SC_Stud_Pack | 2x4 | 2x4 - SPF #1/#2 | Level 1 | 110-TWN | 4 | Factory |  | SPF #1/#2 | HeaderCripple | 15.38 | 1.5 | 3.5 | N/A
Structural Columns | SC_Stud_Pack | 2x4 | 2x4 - SPF #1/#2 | Level 1 | 108-TWN | 46 | Factory |  | SPF #1/#2 | Trimmer | 81 | 1.5 | 3.5 | N/A
Structural Columns | SC_Stud_Pack | 2x4 | 2x4 - SPF #1/#2 | Level 1 | 126-TWN | 51 | Factory |  | SPF #1/#2 | Trimmer | 81 | 1.5 | 3.5 | N/A
Structural Columns | SC_Stud_Pack | 2x4 | 2x4 - SPF #1/#2 | Level 1 | 117-TWSV | 6 | Factory |  | SPF #1/#2 | HeaderCripple | 17.12 | 1.5 | 3.5 | N/A
Structural Columns | SC_Stud_Pack | 2x4 | 2x4 - SPF #1/#2 | Level 1 | 140-TWSV | 6196563 | Factory |  | SPF #1/#2 | HeaderCripple | 10.13 | 1.5 | 3.5 | N/A
Structural Columns | SC_Stud_Pack | 2x4 | 2x4 - SPF #1/#2 | Level 1 | 140-TWSV | 6196564 | Factory |  | SPF #1/#2 | HeaderCripple | 10.13 | 1.5 | 3.5 | N/A
Structural Columns | SC_Stud_Pack | 2x4 | 2x4 - SPF #1/#2 | Level 1 | 140-TWSV | 6196565 | Factory |  | SPF #1/#2 | HeaderCripple | 10.13 | 1.5 | 3.5 | N/A
Structural Columns | SC_Stud_Pack | 2x4 | 2x4 - SPF #1/#2 | Level 1 | 140-TWSV | 6196566 | Factory |  | SPF #1/#2 | HeaderCripple | 10.13 | 1.5 | 3.5 | N/A
Structural Columns | SC_Stud_Pack | 2x4 | 2x4 - SPF #1/#2 | Level 1 | 140-TWSV | 6196567 | Factory |  | SPF #1/#2 | HeaderCripple | 10.13 | 1.5 | 3.5 | N/A
Structural Columns | SC_Stud_Pack | 2x4 | 2x4 - SPF #1/#2 | Level 1 | 141-TWN | 62 | Factory |  | SPF #1/#2 | Stud | 31.5 | 1.5 | 3.5 | N/A
Structural Columns | SC_Stud_Pack | 2x4 | 2x4 - SPF #1/#2 | Level 1 | 141-TWN | 63 | Factory |  | SPF #1/#2 | Stud | 31.5 | 1.5 | 3.5 | N/A
Structural Columns | SC_Stud_Pack | 2x4 | 2x4 - SPF #1/#2 | Level 1 | 141-TWN | 64 | Factory |  | SPF #1/#2 | Stud | 31.5 | 1.5 | 3.5 | N/A
Structural Columns | SC_Stud_Pack | 2x4 | 2x4 - SPF #1/#2 | Level 1 | 141-TWN | 65 | Factory |  | SPF #1/#2 | Stud | 31.5 | 1.5 | 3.5 | N/A
Structural Columns | SC_Stud_Pack | 2x4 | 2x4 - SPF #1/#2 | Level 1 | 141-TWN | 66 | Factory |  | SPF #1/#2 | Stud | 31.5 | 1.5 | 3.5 | N/A
Structural Columns | SC_Stud_Pack | 2x4 | 2x4 - SPF #1/#2 | Level 1 | 117-TWSV | 7 | Factory |  | SPF #1/#2 | HeaderCripple | 17.12 | 1.5 | 3.5 | N/A
Structural Columns | SC_Stud_Pack | 2x4 | 2x4 - SPF #1/#2 | Level 1 | 142-TWN | 70 | Factory |  | SPF #1/#2 | FlatStud | 31.5 | 1.5 | 3.5 | N/A
Structural Columns | SC_Stud_Pack | 2x4 | 2x4 - SPF #1/#2 | Level 1 | 126-TWN | 9 | Factory |  | SPF #1/#2 | HeaderCripple | 34.88 | 1.5 | 3.5 | N/A
Structural Columns | SC_Wood Framing | 2x4 | 2x4 - SPF #1/#2 | Level 1 | FL1_StructuralColumns | 6264271 | Site |  | SPF #1/#2 |  | N/A | N/A | N/A | N/A
Structural Columns | SC_Wood Framing | 2x4 | 2x4 - SPF #1/#2 | Level 1 | FL1_StructuralColumns | 6264272 | Site |  | SPF #1/#2 |  | N/A | N/A | N/A | N/A
Structural Columns | SC_Wood Framing | 2x4 | 2x4 - SPF #1/#2 | Level 1 | FL1_StructuralColumns | 6264273 | Site |  | SPF #1/#2 |  | N/A | N/A | N/A | N/A
Structural Columns | SC_Wood Framing | 2x4 | 2x4 - SPF #1/#2 | Level 1 | FL1_StructuralColumns | 6264274 | Site |  | SPF #1/#2 |  | N/A | N/A | N/A | N/A
Structural Columns | SC_Wood Framing | 2x4 | 2x4 - SPF #1/#2 | Level 1 | FL1_StructuralColumns | 6264275 | Site |  | SPF #1/#2 |  | N/A | N/A | N/A | N/A
Structural Columns | SC_Wood Framing | 2x4 | 2x4 - SPF #1/#2 | Level 1 | FL1_StructuralColumns | 6264276 | Site |  | SPF #1/#2 |  | N/A | N/A | N/A | N/A
Structural Columns | SC_Wood Framing | 2x4 | 2x4 - SPF #1/#2 | Level 1 | FL1_StructuralColumns | 6264277 | Site |  | SPF #1/#2 |  | N/A | N/A | N/A | N/A
Structural Columns | SC_Wood Framing | 2x4 | 2x4 - SPF #1/#2 | Level 1 | FL1_StructuralColumns | 6264278 | Site |  | SPF #1/#2 |  | N/A | N/A | N/A | N/A
Structural Columns | SC_Wood Framing | 2x4 | 2x4 - SPF #1/#2 | Level 1 | FL1_StructuralColumns | 6264279 | Site |  | SPF #1/#2 |  | N/A | N/A | N/A | N/A
Structural Columns | SC_Wood Framing | 2x4 | 2x4 - SPF #1/#2 | Level 1 | FL1_StructuralColumns | 6264280 | Site |  | SPF #1/#2 |  | N/A | N/A | N/A | N/A
Structural Columns | SC_Wood Framing | 2x4 | 2x4 - SPF #1/#2 | Level 1 | FL1_StructuralColumns | 6264281 | Site |  | SPF #1/#2 |  | N/A | N/A | N/A | N/A
Structural Columns | SC_Wood Framing | 2x4 | 2x4 - SPF #1/#2 | Level 1 | FL1_StructuralColumns | 6264284 | Site |  | SPF #1/#2 |  | N/A | N/A | N/A | N/A
Structural Columns | SC_Wood Framing | 2x4 | 2x4 - SPF #1/#2 | Level 1 | FL1_StructuralColumns | 6264285 | Site |  | SPF #1/#2 |  | N/A | N/A | N/A | N/A
Structural Columns | SC_Wood Framing | 2x4 | 2x4 - SPF #1/#2 | Level 1 | FL1_StructuralColumns | 6264291 | Site |  | SPF #1/#2 |  | N/A | N/A | N/A | N/A
Structural Columns | SC_Wood Framing | 2x4 | 2x4 - SPF #1/#2 | Level 1 | FL1_StructuralColumns | 6264292 | Site |  | SPF #1/#2 |  | N/A | N/A | N/A | N/A
Structural Columns | SC_Wood Framing | 2x4 | 2x4 - SPF #1/#2 | Level 1 | FL1_StructuralColumns | 6264293 | Site |  | SPF #1/#2 |  | N/A | N/A | N/A | N/A
Structural Columns | SC_Wood Framing | 2x4 | 2x4 - SPF #1/#2 | Level 1 | FL1_StructuralColumns | 6264294 | Site |  | SPF #1/#2 |  | N/A | N/A | N/A | N/A
Structural Columns | SC_Wood Framing | 2x4 | 2x4 - SPF #1/#2 | Level 1 | FL1_StructuralColumns | 6264295 | Site |  | SPF #1/#2 |  | N/A | N/A | N/A | N/A
Structural Columns | SC_Wood Framing | 2x4 | 2x4 - SPF #1/#2 | Level 1 | FL1_StructuralColumns | 6264296 | Site |  | SPF #1/#2 |  | N/A | N/A | N/A | N/A
Structural Columns | SC_Wood Framing | 2x4 | 2x4 - SPF #1/#2 | Level 1 | FL1_StructuralColumns | 6264297 | Site |  | SPF #1/#2 |  | N/A | N/A | N/A | N/A
Structural Columns | SC_Wood Framing | 2x4 | 2x4 - SPF #1/#2 | Level 1 | FL1_StructuralColumns | 6264299 | Site |  | SPF #1/#2 |  | N/A | N/A | N/A | N/A
Structural Columns | SC_Wood Framing | 2x4 | 2x4 - SPF #1/#2 | Level 1 | FL1_StructuralColumns | 6264304 | Site |  | SPF #1/#2 |  | N/A | N/A | N/A | N/A
Structural Columns | SC_Wood Framing | 2x4 | 2x4 - SPF #1/#2 | Level 1 | FL1_StructuralColumns | 6264306 | Site |  | SPF #1/#2 |  | N/A | N/A | N/A | N/A
Structural Columns | SC_Wood Framing | 2x4 | 2x4 - SPF #1/#2 | Level 1 | FL1_StructuralColumns | 6264307 | Site |  | SPF #1/#2 |  | N/A | N/A | N/A | N/A
Structural Columns | SC_Wood Framing | 2x4 | 2x4 - SPF #1/#2 | Level 1 | FL1_StructuralColumns | 6264309 | Site |  | SPF #1/#2 |  | N/A | N/A | N/A | N/A
Structural Columns | SC_Wood Framing | 2x4 | 2x4 - SPF #1/#2 | Level 1 | FL1_StructuralColumns | 6264310 | Site |  | SPF #1/#2 |  | N/A | N/A | N/A | N/A
Structural Columns | SC_Wood Framing | 2x4 | 2x4 - SPF #1/#2 | Level 1 | FL1_StructuralColumns | 6264311 | Site |  | SPF #1/#2 |  | N/A | N/A | N/A | N/A
Structural Columns | SC_Wood Framing | 2x4 | 2x4 - SPF #1/#2 | Level 1 | FL1_StructuralColumns | 6264312 | Site |  | SPF #1/#2 |  | N/A | N/A | N/A | N/A
Structural Columns | SC_Wood Framing | 2x4 | 2x4 - SPF #1/#2 | Level 1 | FL1_StructuralColumns | 6264314 | Site |  | SPF #1/#2 |  | N/A | N/A | N/A | N/A
Structural Columns | SC_Wood Framing | 2x4 | 2x4 - SPF #1/#2 | Level 1 | FL1_StructuralColumns | 6264315 | Site |  | SPF #1/#2 |  | N/A | N/A | N/A | N/A
Structural Columns | SC_Wood Framing | 2x4 | 2x4 - SPF #1/#2 | Level 1 | FL1_StructuralColumns | 6264794 | Site |  | SPF #1/#2 |  | N/A | N/A | N/A | N/A
Structural Columns | SC_Wood Framing | 2x4 | 2x4 - SPF #1/#2 | Level 1 | FL1_StructuralColumns | 6264797 | Site |  | SPF #1/#2 |  | N/A | N/A | N/A | N/A
Structural Columns | SC_Wood Framing | 2x4 | 2x4 - SPF #1/#2 | Level 1 | FL1_StructuralColumns | 6264803 | Site |  | SPF #1/#2 |  | N/A | N/A | N/A | N/A
Structural Columns | SC_Wood Framing | 2x4 | 2x4 - SPF #1/#2 | Level 1 | FL1_StructuralColumns | 6264804 | Site |  | SPF #1/#2 |  | N/A | N/A | N/A | N/A
Structural Columns | SC_Wood Framing | 2x4 | 2x4 - SPF #1/#2 | Level 1 | FL1_StructuralColumns | 6264805 | Site |  | SPF #1/#2 |  | N/A | N/A | N/A | N/A
Structural Columns | SC_Wood Framing | 2x4 | 2x4 - SPF #1/#2 | Level 1 | FL1_StructuralColumns | 6264806 | Site |  | SPF #1/#2 |  | N/A | N/A | N/A | N/A
Structural Columns | SC_Wood Framing | 2x4 | 2x4 - SPF #1/#2 | Level 1 | FL1_StructuralColumns | 6264807 | Site |  | SPF #1/#2 |  | N/A | N/A | N/A | N/A
Structural Columns | SC_Wood Framing | 2x4 | 2x4 - SPF #1/#2 | Level 1 | FL1_StructuralColumns | 6264808 | Site |  | SPF #1/#2 |  | N/A | N/A | N/A | N/A
Structural Columns | SC_Wood Framing | 2x4 | 2x4 - SPF #1/#2 | Level 1 | FL1_StructuralColumns | 6264809 | Site |  | SPF #1/#2 |  | N/A | N/A | N/A | N/A
Structural Columns | SC_Wood Framing | 2x4 | 2x4 - SPF #1/#2 | Level 1 | FL1_StructuralColumns | 6264811 | Site |  | SPF #1/#2 |  | N/A | N/A | N/A | N/A
Structural Columns | SC_Wood Framing | 2x4 | 2x4 - SPF #1/#2 | Level 1 | FL1_StructuralColumns | 6264812 | Site |  | SPF #1/#2 |  | N/A | N/A | N/A | N/A
Structural Columns | SC_Wood Framing | 2x4 | 2x4 - SPF #1/#2 | Level 1 | FL1_StructuralColumns | 6264814 | Site |  | SPF #1/#2 |  | N/A | N/A | N/A | N/A
Structural Columns | SC_Wood Framing | 2x4 | 2x4 - SPF #1/#2 | Level 1 | FL1_StructuralColumns | 6264821 | Site |  | SPF #1/#2 |  | N/A | N/A | N/A | N/A
Structural Columns | SC_Wood Framing | 2x4 | 2x4 - SPF #1/#2 | Level 1 | FL1_StructuralColumns | 6264822 | Site |  | SPF #1/#2 |  | N/A | N/A | N/A | N/A
Structural Columns | SC_Wood Framing | 2x4 | 2x4 - SPF #1/#2 | Level 1 | FL1_StructuralColumns | 6264823 | Site |  | SPF #1/#2 |  | N/A | N/A | N/A | N/A
Structural Columns | SC_Wood Framing | 2x4 | 2x4 - SPF #1/#2 | Level 1 | FL1_StructuralColumns | 6264824 | Site |  | SPF #1/#2 |  | N/A | N/A | N/A | N/A
Structural Columns | SC_Wood Framing | 2x4 | 2x4 - SPF #1/#2 | Level 1 | FL1_StructuralColumns | 6265052 | Site |  | SPF #1/#2 |  | N/A | N/A | N/A | N/A
Structural Columns | SC_Wood Framing | 2x4 | 2x4 - SPF #1/#2 | Level 1 | FL1_StructuralColumns | 6265055 | Site |  | SPF #1/#2 |  | N/A | N/A | N/A | N/A
Structural Columns | SC_Wood Framing | 2x4 | 2x4 - SPF #1/#2 | Level 1 | FL1_StructuralColumns | 6265061 | Site |  | SPF #1/#2 |  | N/A | N/A | N/A | N/A
Structural Columns | SC_Wood Framing | 2x4 | 2x4 - SPF #1/#2 | Level 1 | FL1_StructuralColumns | 6265062 | Site |  | SPF #1/#2 |  | N/A | N/A | N/A | N/A
Structural Columns | SC_Wood Framing | 2x4 | 2x4 - SPF #1/#2 | Level 1 | FL1_StructuralColumns | 6265063 | Site |  | SPF #1/#2 |  | N/A | N/A | N/A | N/A
Structural Columns | SC_Wood Framing | 2x4 | 2x4 - SPF #1/#2 | Level 1 | FL1_StructuralColumns | 6265064 | Site |  | SPF #1/#2 |  | N/A | N/A | N/A | N/A
Structural Columns | SC_Wood Framing | 2x4 | 2x4 - SPF #1/#2 | Level 1 | FL1_StructuralColumns | 6265065 | Site |  | SPF #1/#2 |  | N/A | N/A | N/A | N/A
Structural Columns | SC_Wood Framing | 2x4 | 2x4 - SPF #1/#2 | Level 1 | FL1_StructuralColumns | 6265066 | Site |  | SPF #1/#2 |  | N/A | N/A | N/A | N/A
Structural Columns | SC_Wood Framing | 2x4 | 2x4 - SPF #1/#2 | Level 1 | FL1_StructuralColumns | 6265067 | Site |  | SPF #1/#2 |  | N/A | N/A | N/A | N/A
Structural Columns | SC_Wood Framing | 2x4 | 2x4 - SPF #1/#2 | Level 1 | FL1_StructuralColumns | 6265069 | Site |  | SPF #1/#2 |  | N/A | N/A | N/A | N/A
Structural Columns | SC_Wood Framing | 2x4 | 2x4 - SPF #1/#2 | Level 1 | FL1_StructuralColumns | 6265070 | Site |  | SPF #1/#2 |  | N/A | N/A | N/A | N/A
Structural Columns | SC_Wood Framing | 2x4 | 2x4 - SPF #1/#2 | Level 1 | FL1_StructuralColumns | 6265072 | Site |  | SPF #1/#2 |  | N/A | N/A | N/A | N/A
Structural Columns | SC_Wood Framing | 2x4 | 2x4 - SPF #1/#2 | Level 1 | FL1_StructuralColumns | 6265079 | Site |  | SPF #1/#2 |  | N/A | N/A | N/A | N/A
Structural Columns | SC_Wood Framing | 2x4 | 2x4 - SPF #1/#2 | Level 1 | FL1_StructuralColumns | 6265080 | Site |  | SPF #1/#2 |  | N/A | N/A | N/A | N/A
Structural Columns | SC_Wood Framing | 2x4 | 2x4 - SPF #1/#2 | Level 1 | FL1_StructuralColumns | 6265081 | Site |  | SPF #1/#2 |  | N/A | N/A | N/A | N/A
Structural Columns | SC_Wood Framing | 2x4 | 2x4 - SPF #1/#2 | Level 1 | FL1_StructuralColumns | 6265082 | Site |  | SPF #1/#2 |  | N/A | N/A | N/A | N/A
Structural Columns | SC_Wood Framing | 2x4 | 2x4 - SPF #1/#2 | Level 1 | FL1_StructuralColumns | 6265204 | Site |  | SPF #1/#2 |  | N/A | N/A | N/A | N/A
Structural Columns | SC_Wood Framing | 2x4 | 2x4 - SPF #1/#2 | Level 1 | FL1_StructuralColumns | 6265207 | Site |  | SPF #1/#2 |  | N/A | N/A | N/A | N/A
Structural Columns | SC_Wood Framing | 2x4 | 2x4 - SPF #1/#2 | Level 1 | FL1_StructuralColumns | 6265213 | Site |  | SPF #1/#2 |  | N/A | N/A | N/A | N/A
Structural Columns | SC_Wood Framing | 2x4 | 2x4 - SPF #1/#2 | Level 1 | FL1_StructuralColumns | 6265214 | Site |  | SPF #1/#2 |  | N/A | N/A | N/A | N/A
Structural Columns | SC_Wood Framing | 2x4 | 2x4 - SPF #1/#2 | Level 1 | FL1_StructuralColumns | 6265215 | Site |  | SPF #1/#2 |  | N/A | N/A | N/A | N/A
Structural Columns | SC_Wood Framing | 2x4 | 2x4 - SPF #1/#2 | Level 1 | FL1_StructuralColumns | 6265216 | Site |  | SPF #1/#2 |  | N/A | N/A | N/A | N/A
Structural Columns | SC_Wood Framing | 2x4 | 2x4 - SPF #1/#2 | Level 1 | FL1_StructuralColumns | 6265217 | Site |  | SPF #1/#2 |  | N/A | N/A | N/A | N/A
Structural Columns | SC_Wood Framing | 2x4 | 2x4 - SPF #1/#2 | Level 1 | FL1_StructuralColumns | 6265218 | Site |  | SPF #1/#2 |  | N/A | N/A | N/A | N/A
Structural Columns | SC_Wood Framing | 2x4 | 2x4 - SPF #1/#2 | Level 1 | FL1_StructuralColumns | 6265219 | Site |  | SPF #1/#2 |  | N/A | N/A | N/A | N/A
Structural Columns | SC_Wood Framing | 2x4 | 2x4 - SPF #1/#2 | Level 1 | FL1_StructuralColumns | 6265221 | Site |  | SPF #1/#2 |  | N/A | N/A | N/A | N/A
Structural Columns | SC_Wood Framing | 2x4 | 2x4 - SPF #1/#2 | Level 1 | FL1_StructuralColumns | 6265222 | Site |  | SPF #1/#2 |  | N/A | N/A | N/A | N/A
Structural Columns | SC_Wood Framing | 2x4 | 2x4 - SPF #1/#2 | Level 1 | FL1_StructuralColumns | 6265224 | Site |  | SPF #1/#2 |  | N/A | N/A | N/A | N/A
Structural Columns | SC_Wood Framing | 2x4 | 2x4 - SPF #1/#2 | Level 1 | FL1_StructuralColumns | 6265231 | Site |  | SPF #1/#2 |  | N/A | N/A | N/A | N/A
Structural Columns | SC_Wood Framing | 2x4 | 2x4 - SPF #1/#2 | Level 1 | FL1_StructuralColumns | 6265232 | Site |  | SPF #1/#2 |  | N/A | N/A | N/A | N/A
Structural Columns | SC_Wood Framing | 2x4 | 2x4 - SPF #1/#2 | Level 1 | FL1_StructuralColumns | 6265233 | Site |  | SPF #1/#2 |  | N/A | N/A | N/A | N/A
Structural Columns | SC_Wood Framing | 2x4 | 2x4 - SPF #1/#2 | Level 1 | FL1_StructuralColumns | 6265234 | Site |  | SPF #1/#2 |  | N/A | N/A | N/A | N/A
Structural Columns | SC_Wood Framing | 2x4 | 2x4 - SPF #1/#2 | Level 1 | FL1_StructuralColumns | 6295936 | Site |  | SPF #1/#2 |  | N/A | N/A | N/A | N/A
Structural Columns | SC_Wood Framing | 2x4 | 2x4 - SPF #1/#2 | Level 1 | FL1_StructuralColumns | 6295939 | Site |  | SPF #1/#2 |  | N/A | N/A | N/A | N/A
Structural Columns | SC_Wood Framing | 2x4 | 2x4 - SPF #1/#2 | Level 1 | FL1_StructuralColumns | 6295945 | Site |  | SPF #1/#2 |  | N/A | N/A | N/A | N/A
Structural Columns | SC_Wood Framing | 2x4 | 2x4 - SPF #1/#2 | Level 1 | FL1_StructuralColumns | 6295946 | Site |  | SPF #1/#2 |  | N/A | N/A | N/A | N/A
Structural Columns | SC_Wood Framing | 2x4 | 2x4 - SPF #1/#2 | Level 1 | FL1_StructuralColumns | 6295947 | Site |  | SPF #1/#2 |  | N/A | N/A | N/A | N/A
Structural Columns | SC_Wood Framing | 2x4 | 2x4 - SPF #1/#2 | Level 1 | FL1_StructuralColumns | 6295948 | Site |  | SPF #1/#2 |  | N/A | N/A | N/A | N/A
Structural Columns | SC_Wood Framing | 2x4 | 2x4 - SPF #1/#2 | Level 1 | FL1_StructuralColumns | 6295949 | Site |  | SPF #1/#2 |  | N/A | N/A | N/A | N/A
Structural Columns | SC_Wood Framing | 2x4 | 2x4 - SPF #1/#2 | Level 1 | FL1_StructuralColumns | 6295950 | Site |  | SPF #1/#2 |  | N/A | N/A | N/A | N/A
Structural Columns | SC_Wood Framing | 2x4 | 2x4 - SPF #1/#2 | Level 1 | FL1_StructuralColumns | 6295951 | Site |  | SPF #1/#2 |  | N/A | N/A | N/A | N/A
Structural Columns | SC_Wood Framing | 2x4 | 2x4 - SPF #1/#2 | Level 1 | FL1_StructuralColumns | 6295953 | Site |  | SPF #1/#2 |  | N/A | N/A | N/A | N/A
Structural Columns | SC_Wood Framing | 2x4 | 2x4 - SPF #1/#2 | Level 1 | FL1_StructuralColumns | 6295954 | Site |  | SPF #1/#2 |  | N/A | N/A | N/A | N/A
Structural Columns | SC_Wood Framing | 2x4 | 2x4 - SPF #1/#2 | Level 1 | FL1_StructuralColumns | 6295956 | Site |  | SPF #1/#2 |  | N/A | N/A | N/A | N/A
Structural Columns | SC_Wood Framing | 2x4 | 2x4 - SPF #1/#2 | Level 1 | FL1_StructuralColumns | 6295963 | Site |  | SPF #1/#2 |  | N/A | N/A | N/A | N/A
Structural Columns | SC_Wood Framing | 2x4 | 2x4 - SPF #1/#2 | Level 1 | FL1_StructuralColumns | 6295964 | Site |  | SPF #1/#2 |  | N/A | N/A | N/A | N/A
Structural Columns | SC_Wood Framing | 2x4 | 2x4 - SPF #1/#2 | Level 1 | FL1_StructuralColumns | 6295965 | Site |  | SPF #1/#2 |  | N/A | N/A | N/A | N/A
Structural Columns | SC_Wood Framing | 2x4 | 2x4 - SPF #1/#2 | Level 1 | FL1_StructuralColumns | 6295966 | Site |  | SPF #1/#2 |  | N/A | N/A | N/A | N/A
Structural Columns | SC_Wood Framing | 2x4 | 2x4 - SPF #1/#2 | Level 1 | FL1_StructuralColumns | 6296005 | Site |  | SPF #1/#2 |  | N/A | N/A | N/A | N/A
Structural Columns | SC_Wood Framing | 2x4 | 2x4 - SPF #1/#2 | Level 1 | FL1_StructuralColumns | 6296008 | Site |  | SPF #1/#2 |  | N/A | N/A | N/A | N/A
Structural Columns | SC_Wood Framing | 2x4 | 2x4 - SPF #1/#2 | Level 1 | FL1_StructuralColumns | 6296014 | Site |  | SPF #1/#2 |  | N/A | N/A | N/A | N/A
Structural Columns | SC_Wood Framing | 2x4 | 2x4 - SPF #1/#2 | Level 1 | FL1_StructuralColumns | 6296015 | Site |  | SPF #1/#2 |  | N/A | N/A | N/A | N/A
Structural Columns | SC_Wood Framing | 2x4 | 2x4 - SPF #1/#2 | Level 1 | FL1_StructuralColumns | 6296016 | Site |  | SPF #1/#2 |  | N/A | N/A | N/A | N/A
Structural Columns | SC_Wood Framing | 2x4 | 2x4 - SPF #1/#2 | Level 1 | FL1_StructuralColumns | 6296017 | Site |  | SPF #1/#2 |  | N/A | N/A | N/A | N/A
Structural Columns | SC_Wood Framing | 2x4 | 2x4 - SPF #1/#2 | Level 1 | FL1_StructuralColumns | 6296018 | Site |  | SPF #1/#2 |  | N/A | N/A | N/A | N/A
Structural Columns | SC_Wood Framing | 2x4 | 2x4 - SPF #1/#2 | Level 1 | FL1_StructuralColumns | 6296019 | Site |  | SPF #1/#2 |  | N/A | N/A | N/A | N/A
Structural Columns | SC_Wood Framing | 2x4 | 2x4 - SPF #1/#2 | Level 1 | FL1_StructuralColumns | 6296020 | Site |  | SPF #1/#2 |  | N/A | N/A | N/A | N/A
Structural Columns | SC_Wood Framing | 2x4 | 2x4 - SPF #1/#2 | Level 1 | FL1_StructuralColumns | 6296022 | Site |  | SPF #1/#2 |  | N/A | N/A | N/A | N/A
Structural Columns | SC_Wood Framing | 2x4 | 2x4 - SPF #1/#2 | Level 1 | FL1_StructuralColumns | 6296023 | Site |  | SPF #1/#2 |  | N/A | N/A | N/A | N/A
Structural Columns | SC_Wood Framing | 2x4 | 2x4 - SPF #1/#2 | Level 1 | FL1_StructuralColumns | 6296025 | Site |  | SPF #1/#2 |  | N/A | N/A | N/A | N/A
Structural Columns | SC_Wood Framing | 2x4 | 2x4 - SPF #1/#2 | Level 1 | FL1_StructuralColumns | 6296032 | Site |  | SPF #1/#2 |  | N/A | N/A | N/A | N/A
Structural Columns | SC_Wood Framing | 2x4 | 2x4 - SPF #1/#2 | Level 1 | FL1_StructuralColumns | 6296033 | Site |  | SPF #1/#2 |  | N/A | N/A | N/A | N/A
Structural Columns | SC_Wood Framing | 2x4 | 2x4 - SPF #1/#2 | Level 1 | FL1_StructuralColumns | 6296034 | Site |  | SPF #1/#2 |  | N/A | N/A | N/A | N/A
Structural Columns | SC_Wood Framing | 2x4 | 2x4 - SPF #1/#2 | Level 1 | FL1_StructuralColumns | 6296035 | Site |  | SPF #1/#2 |  | N/A | N/A | N/A | N/A
Structural Columns | SC_Wood Framing | 2x4 | 2x4 - SPF #1/#2 | Level 1 | FL1_StructuralColumns | 6296176 | Site |  | SPF #1/#2 |  | N/A | N/A | N/A | N/A
Structural Columns | SC_Wood Framing | 2x4 | 2x4 - SPF #1/#2 | Level 1 | FL1_StructuralColumns | 6296179 | Site |  | SPF #1/#2 |  | N/A | N/A | N/A | N/A
Structural Columns | SC_Wood Framing | 2x4 | 2x4 - SPF #1/#2 | Level 1 | FL1_StructuralColumns | 6296185 | Site |  | SPF #1/#2 |  | N/A | N/A | N/A | N/A
Structural Columns | SC_Wood Framing | 2x4 | 2x4 - SPF #1/#2 | Level 1 | FL1_StructuralColumns | 6296186 | Site |  | SPF #1/#2 |  | N/A | N/A | N/A | N/A
Structural Columns | SC_Wood Framing | 2x4 | 2x4 - SPF #1/#2 | Level 1 | FL1_StructuralColumns | 6296187 | Site |  | SPF #1/#2 |  | N/A | N/A | N/A | N/A
Structural Columns | SC_Wood Framing | 2x4 | 2x4 - SPF #1/#2 | Level 1 | FL1_StructuralColumns | 6296188 | Site |  | SPF #1/#2 |  | N/A | N/A | N/A | N/A
Structural Columns | SC_Wood Framing | 2x4 | 2x4 - SPF #1/#2 | Level 1 | FL1_StructuralColumns | 6296189 | Site |  | SPF #1/#2 |  | N/A | N/A | N/A | N/A
Structural Columns | SC_Wood Framing | 2x4 | 2x4 - SPF #1/#2 | Level 1 | FL1_StructuralColumns | 6296190 | Site |  | SPF #1/#2 |  | N/A | N/A | N/A | N/A
Structural Columns | SC_Wood Framing | 2x4 | 2x4 - SPF #1/#2 | Level 1 | FL1_StructuralColumns | 6296191 | Site |  | SPF #1/#2 |  | N/A | N/A | N/A | N/A
Structural Columns | SC_Wood Framing | 2x4 | 2x4 - SPF #1/#2 | Level 1 | FL1_StructuralColumns | 6296193 | Site |  | SPF #1/#2 |  | N/A | N/A | N/A | N/A
Structural Columns | SC_Wood Framing | 2x4 | 2x4 - SPF #1/#2 | Level 1 | FL1_StructuralColumns | 6296194 | Site |  | SPF #1/#2 |  | N/A | N/A | N/A | N/A
Structural Columns | SC_Wood Framing | 2x4 | 2x4 - SPF #1/#2 | Level 1 | FL1_StructuralColumns | 6296196 | Site |  | SPF #1/#2 |  | N/A | N/A | N/A | N/A
Structural Columns | SC_Wood Framing | 2x4 | 2x4 - SPF #1/#2 | Level 1 | FL1_StructuralColumns | 6296203 | Site |  | SPF #1/#2 |  | N/A | N/A | N/A | N/A
Structural Columns | SC_Wood Framing | 2x4 | 2x4 - SPF #1/#2 | Level 1 | FL1_StructuralColumns | 6296204 | Site |  | SPF #1/#2 |  | N/A | N/A | N/A | N/A
Structural Columns | SC_Wood Framing | 2x4 | 2x4 - SPF #1/#2 | Level 1 | FL1_StructuralColumns | 6296205 | Site |  | SPF #1/#2 |  | N/A | N/A | N/A | N/A
Structural Columns | SC_Wood Framing | 2x4 | 2x4 - SPF #1/#2 | Level 1 | FL1_StructuralColumns | 6296206 | Site |  | SPF #1/#2 |  | N/A | N/A | N/A | N/A
Structural Columns | SC_Wood Framing | 2x4 | 2x4 - SPF #1/#2 | Level 1 | FL1_StructuralColumns | 6314132 | Site |  | SPF #1/#2 |  | N/A | N/A | N/A | N/A
Structural Columns | SC_Wood Framing | 2x4 | 2x4 - SPF #1/#2 | Level 1 | FL1_StructuralColumns | 6314133 | Site |  | SPF #1/#2 |  | N/A | N/A | N/A | N/A
Structural Columns | SC_Wood Framing | 2x4 | 2x4 - SPF #1/#2 | Level 1 | FL1_StructuralColumns | 6314134 | Site |  | SPF #1/#2 |  | N/A | N/A | N/A | N/A
Structural Columns | SC_Wood Framing | 2x4 | 2x4 - SPF #1/#2 | Level 1 | FL1_StructuralColumns | 6314135 | Site |  | SPF #1/#2 |  | N/A | N/A | N/A | N/A
Structural Columns | SC_Wood Framing | 2x4 | 2x4 - SPF #1/#2 | Level 1 | FL1_StructuralColumns | 6314136 | Site |  | SPF #1/#2 |  | N/A | N/A | N/A | N/A
Structural Columns | SC_Wood Framing | 2x4 | 2x4 - SPF #1/#2 | Level 1 | FL1_StructuralColumns | 6314137 | Site |  | SPF #1/#2 |  | N/A | N/A | N/A | N/A
Structural Columns | SC_Wood Framing | 2x4 | 2x4 - SPF #1/#2 | Level 1 | FL1_StructuralColumns | 6314138 | Site |  | SPF #1/#2 |  | N/A | N/A | N/A | N/A
Structural Columns | SC_Wood Framing | 2x4 | 2x4 - SPF #1/#2 | Level 1 | FL1_StructuralColumns | 6314141 | Site |  | SPF #1/#2 |  | N/A | N/A | N/A | N/A
Structural Columns | SC_Wood Framing | 2x4 | 2x4 - SPF #1/#2 | Level 1 | FL1_StructuralColumns | 6314147 | Site |  | SPF #1/#2 |  | N/A | N/A | N/A | N/A
Structural Columns | SC_Wood Framing | 2x4 | 2x4 - SPF #1/#2 | Level 1 | FL1_StructuralColumns | 6314148 | Site |  | SPF #1/#2 |  | N/A | N/A | N/A | N/A
Structural Columns | SC_Wood Framing | 2x4 | 2x4 - SPF #1/#2 | Level 1 | FL1_StructuralColumns | 6314149 | Site |  | SPF #1/#2 |  | N/A | N/A | N/A | N/A
Structural Columns | SC_Wood Framing | 2x4 | 2x4 - SPF #1/#2 | Level 1 | FL1_StructuralColumns | 6314150 | Site |  | SPF #1/#2 |  | N/A | N/A | N/A | N/A
Structural Columns | SC_Wood Framing | 2x4 | 2x4 - SPF #1/#2 | Level 1 | FL1_StructuralColumns | 6314151 | Site |  | SPF #1/#2 |  | N/A | N/A | N/A | N/A
Structural Columns | SC_Wood Framing | 2x4 | 2x4 - SPF #1/#2 | Level 1 | FL1_StructuralColumns | 6314152 | Site |  | SPF #1/#2 |  | N/A | N/A | N/A | N/A
Structural Columns | SC_Wood Framing | 2x4 | 2x4 - SPF #1/#2 | Level 1 | FL1_StructuralColumns | 6314153 | Site |  | SPF #1/#2 |  | N/A | N/A | N/A | N/A
Structural Columns | SC_Wood Framing | 2x4 | 2x4 - SPF #1/#2 | Level 1 | FL1_StructuralColumns | 6314155 | Site |  | SPF #1/#2 |  | N/A | N/A | N/A | N/A
Structural Columns | SC_Wood Framing | 2x4 | 2x4 - SPF #1/#2 | Level 1 | FL1_StructuralColumns | 6314168 | Site |  | SPF #1/#2 |  | N/A | N/A | N/A | N/A
Structural Columns | SC_Wood Framing | 2x4 | 2x4 - SPF #1/#2 | Level 1 | FL1_StructuralColumns | 6314169 | Site |  | SPF #1/#2 |  | N/A | N/A | N/A | N/A
Structural Columns | SC_Wood Framing | 2x4 | 2x4 - SPF #1/#2 | Level 1 | FL1_StructuralColumns | 6314357 | Site |  | SPF #1/#2 |  | N/A | N/A | N/A | N/A
Structural Columns | SC_Wood Framing | 2x4 | 2x4 - SPF #1/#2 | Level 1 | FL1_StructuralColumns | 6314358 | Site |  | SPF #1/#2 |  | N/A | N/A | N/A | N/A
Structural Columns | SC_Wood Framing | 2x4 | 2x4 - SPF #1/#2 | Level 1 | FL1_StructuralColumns | 6314359 | Site |  | SPF #1/#2 |  | N/A | N/A | N/A | N/A
Structural Columns | SC_Wood Framing | 2x4 | 2x4 - SPF #1/#2 | Level 1 | FL1_StructuralColumns | 6314360 | Site |  | SPF #1/#2 |  | N/A | N/A | N/A | N/A
Structural Columns | SC_Wood Framing | 2x4 | 2x4 - SPF #1/#2 | Level 1 | FL1_StructuralColumns | 6314361 | Site |  | SPF #1/#2 |  | N/A | N/A | N/A | N/A
Structural Columns | SC_Wood Framing | 2x4 | 2x4 - SPF #1/#2 | Level 1 | FL1_StructuralColumns | 6314362 | Site |  | SPF #1/#2 |  | N/A | N/A | N/A | N/A
Structural Columns | SC_Wood Framing | 2x4 | 2x4 - SPF #1/#2 | Level 1 | FL1_StructuralColumns | 6314363 | Site |  | SPF #1/#2 |  | N/A | N/A | N/A | N/A
Structural Columns | SC_Wood Framing | 2x4 | 2x4 - SPF #1/#2 | Level 1 | FL1_StructuralColumns | 6314366 | Site |  | SPF #1/#2 |  | N/A | N/A | N/A | N/A
Structural Columns | SC_Wood Framing | 2x4 | 2x4 - SPF #1/#2 | Level 1 | FL1_StructuralColumns | 6314372 | Site |  | SPF #1/#2 |  | N/A | N/A | N/A | N/A
Structural Columns | SC_Wood Framing | 2x4 | 2x4 - SPF #1/#2 | Level 1 | FL1_StructuralColumns | 6314373 | Site |  | SPF #1/#2 |  | N/A | N/A | N/A | N/A
Structural Columns | SC_Wood Framing | 2x4 | 2x4 - SPF #1/#2 | Level 1 | FL1_StructuralColumns | 6314374 | Site |  | SPF #1/#2 |  | N/A | N/A | N/A | N/A
Structural Columns | SC_Wood Framing | 2x4 | 2x4 - SPF #1/#2 | Level 1 | FL1_StructuralColumns | 6314375 | Site |  | SPF #1/#2 |  | N/A | N/A | N/A | N/A
Structural Columns | SC_Wood Framing | 2x4 | 2x4 - SPF #1/#2 | Level 1 | FL1_StructuralColumns | 6314376 | Site |  | SPF #1/#2 |  | N/A | N/A | N/A | N/A
Structural Columns | SC_Wood Framing | 2x4 | 2x4 - SPF #1/#2 | Level 1 | FL1_StructuralColumns | 6314377 | Site |  | SPF #1/#2 |  | N/A | N/A | N/A | N/A
Structural Columns | SC_Wood Framing | 2x4 | 2x4 - SPF #1/#2 | Level 1 | FL1_StructuralColumns | 6314378 | Site |  | SPF #1/#2 |  | N/A | N/A | N/A | N/A
Structural Columns | SC_Wood Framing | 2x4 | 2x4 - SPF #1/#2 | Level 1 | FL1_StructuralColumns | 6314380 | Site |  | SPF #1/#2 |  | N/A | N/A | N/A | N/A
Structural Columns | SC_Wood Framing | 2x4 | 2x4 - SPF #1/#2 | Level 1 | FL1_StructuralColumns | 6314381 | Site |  | SPF #1/#2 |  | N/A | N/A | N/A | N/A
Structural Columns | SC_Wood Framing | 2x4 | 2x4 - SPF #1/#2 | Level 1 | FL1_StructuralColumns | 6314383 | Site |  | SPF #1/#2 |  | N/A | N/A | N/A | N/A
Structural Columns | SC_Wood Framing | 2x4 | 2x4 - SPF #1/#2 | Level 1 | FL1_StructuralColumns | 6314390 | Site |  | SPF #1/#2 |  | N/A | N/A | N/A | N/A
Structural Columns | SC_Wood Framing | 2x4 | 2x4 - SPF #1/#2 | Level 1 | FL1_StructuralColumns | 6314391 | Site |  | SPF #1/#2 |  | N/A | N/A | N/A | N/A
Structural Columns | SC_Wood Framing | 2x4 | 2x4 - SPF #1/#2 | Level 1 | FL1_StructuralColumns | 6314393 | Site |  | SPF #1/#2 |  | N/A | N/A | N/A | N/A
Structural Columns | SC_Wood Framing | 2x4 | 2x4 - SPF #1/#2 | Level 1 | FL1_StructuralColumns | 6314394 | Site |  | SPF #1/#2 |  | N/A | N/A | N/A | N/A
Structural Columns | SC_Wood Framing | 2x6 | 2x6 - SPF #1/#2 | Level 1 | FL1_StructuralColumns | 6314646 | Site |  | SPF #1/#2 |  | N/A | N/A | N/A | N/A
Structural Columns | SC_Wood Framing | 2x6 | 2x6 - SPF #1/#2 | Level 1 | FL1_StructuralColumns | 6314649 | Site |  | SPF #1/#2 |  | N/A | N/A | N/A | N/A
Structural Columns | SC_Wood Framing | 2x6 | 2x6 - SPF #1/#2 | Level 1 | FL1_StructuralColumns | 6314655 | Site |  | SPF #1/#2 |  | N/A | N/A | N/A | N/A
Structural Columns | SC_Wood Framing | 2x6 | 2x6 - SPF #1/#2 | Level 1 | FL1_StructuralColumns | 6314656 | Site |  | SPF #1/#2 |  | N/A | N/A | N/A | N/A
Structural Columns | SC_Wood Framing | 2x6 | 2x6 - SPF #1/#2 | Level 1 | FL1_StructuralColumns | 6314657 | Site |  | SPF #1/#2 |  | N/A | N/A | N/A | N/A
Structural Columns | SC_Wood Framing | 2x6 | 2x6 - SPF #1/#2 | Level 1 | FL1_StructuralColumns | 6314658 | Site |  | SPF #1/#2 |  | N/A | N/A | N/A | N/A
Structural Columns | SC_Wood Framing | 2x6 | 2x6 - SPF #1/#2 | Level 1 | FL1_StructuralColumns | 6314659 | Site |  | SPF #1/#2 |  | N/A | N/A | N/A | N/A
Structural Columns | SC_Wood Framing | 2x6 | 2x6 - SPF #1/#2 | Level 1 | FL1_StructuralColumns | 6314660 | Site |  | SPF #1/#2 |  | N/A | N/A | N/A | N/A
Structural Columns | SC_Wood Framing | 2x6 | 2x6 - SPF #1/#2 | Level 1 | FL1_StructuralColumns | 6314661 | Site |  | SPF #1/#2 |  | N/A | N/A | N/A | N/A
Structural Columns | SC_Wood Framing | 2x6 | 2x6 - SPF #1/#2 | Level 1 | FL1_StructuralColumns | 6314663 | Site |  | SPF #1/#2 |  | N/A | N/A | N/A | N/A
Structural Columns | SC_Wood Framing | 2x6 | 2x6 - SPF #1/#2 | Level 1 | FL1_StructuralColumns | 6314664 | Site |  | SPF #1/#2 |  | N/A | N/A | N/A | N/A
Structural Columns | SC_Wood Framing | 2x6 | 2x6 - SPF #1/#2 | Level 1 | FL1_StructuralColumns | 6314666 | Site |  | SPF #1/#2 |  | N/A | N/A | N/A | N/A
Structural Columns | SC_Wood Framing | 2x6 | 2x6 - SPF #1/#2 | Level 1 | FL1_StructuralColumns | 6314673 | Site |  | SPF #1/#2 |  | N/A | N/A | N/A | N/A
Structural Columns | SC_Wood Framing | 2x6 | 2x6 - SPF #1/#2 | Level 1 | FL1_StructuralColumns | 6314674 | Site |  | SPF #1/#2 |  | N/A | N/A | N/A | N/A
Structural Columns | SC_Wood Framing | 2x6 | 2x6 - SPF #1/#2 | Level 1 | FL1_StructuralColumns | 6314675 | Site |  | SPF #1/#2 |  | N/A | N/A | N/A | N/A
Structural Columns | SC_Wood Framing | 2x6 | 2x6 - SPF #1/#2 | Level 1 | FL1_StructuralColumns | 6314676 | Site |  | SPF #1/#2 |  | N/A | N/A | N/A | N/A
Structural Columns | SC_Wood Framing | 2x4 | 2x4 - SPF #1/#2 | Level 1 | FL1_StructuralColumns | 6314832 | Site |  | SPF #1/#2 |  | N/A | N/A | N/A | N/A
Structural Columns | SC_Wood Framing | 2x4 | 2x4 - SPF #1/#2 | Level 1 | FL1_StructuralColumns | 6314836 | Site |  | SPF #1/#2 |  | N/A | N/A | N/A | N/A
Structural Columns | SC_Wood Framing | 2x4 | 2x4 - SPF #1/#2 | Level 1 | FL1_StructuralColumns | 6314842 | Site |  | SPF #1/#2 |  | N/A | N/A | N/A | N/A
Structural Columns | SC_Wood Framing | 2x4 | 2x4 - SPF #1/#2 | Level 1 | FL1_StructuralColumns | 6314843 | Site |  | SPF #1/#2 |  | N/A | N/A | N/A | N/A
Structural Columns | SC_Wood Framing | 2x4 | 2x4 - SPF #1/#2 | Level 1 | FL1_StructuralColumns | 6314844 | Site |  | SPF #1/#2 |  | N/A | N/A | N/A | N/A
Structural Columns | SC_Wood Framing | 2x4 | 2x4 - SPF #1/#2 | Level 1 | FL1_StructuralColumns | 6314845 | Site |  | SPF #1/#2 |  | N/A | N/A | N/A | N/A
Structural Columns | SC_Wood Framing | 2x4 | 2x4 - SPF #1/#2 | Level 1 | FL1_StructuralColumns | 6314846 | Site |  | SPF #1/#2 |  | N/A | N/A | N/A | N/A
Structural Columns | SC_Wood Framing | 2x4 | 2x4 - SPF #1/#2 | Level 1 | FL1_StructuralColumns | 6314847 | Site |  | SPF #1/#2 |  | N/A | N/A | N/A | N/A
Structural Columns | SC_Wood Framing | 2x4 | 2x4 - SPF #1/#2 | Level 1 | FL1_StructuralColumns | 6314848 | Site |  | SPF #1/#2 |  | N/A | N/A | N/A | N/A
Structural Columns | SC_Wood Framing | 2x4 | 2x4 - SPF #1/#2 | Level 1 | FL1_StructuralColumns | 6314850 | Site |  | SPF #1/#2 |  | N/A | N/A | N/A | N/A
Structural Columns | SC_Wood Framing | 2x4 | 2x4 - SPF #1/#2 | Level 1 | FL1_StructuralColumns | 6314858 | Site |  | SPF #1/#2 |  | N/A | N/A | N/A | N/A
Structural Columns | SC_Wood Framing | 2x4 | 2x4 - SPF #1/#2 | Level 1 | FL1_StructuralColumns | 6314859 | Site |  | SPF #1/#2 |  | N/A | N/A | N/A | N/A
Structural Columns | SC_Wood Framing | 2x4 | 2x4 - SPF #1/#2 | Level 1 | FL1_StructuralColumns | 6331077 | Site |  | SPF #1/#2 |  | N/A | N/A | N/A | N/A
Structural Columns | SC_Wood Framing | 2x4 | 2x4 - SPF #1/#2 | Level 1 | FL1_StructuralColumns | 6331140 | Site |  | SPF #1/#2 |  | N/A | N/A | N/A | N/A
Structural Columns | SC_Wood Framing | 2x4 | 2x4 - SPF #1/#2 | Level 1 | FL1_StructuralColumns | 6331141 | Site |  | SPF #1/#2 |  | N/A | N/A | N/A | N/A
Structural Columns | SC_Wood Framing | 2x4 | 2x4 - SPF #1/#2 | Level 1 | FL1_StructuralColumns | 6331142 | Site |  | SPF #1/#2 |  | N/A | N/A | N/A | N/A
Structural Columns | SC_Wood Framing | 2x4 | 2x4 - SPF #1/#2 | Level 1 | FL1_StructuralColumns | 6331143 | Site |  | SPF #1/#2 |  | N/A | N/A | N/A | N/A
Structural Columns | SC_Wood Framing | 2x4 | 2x4 - SPF #1/#2 | Level 1 | FL1_StructuralColumns | 6331144 | Site |  | SPF #1/#2 |  | N/A | N/A | N/A | N/A
Structural Columns | SC_Wood Framing | 2x4 | 2x4 - SPF #1/#2 | Level 1 | FL1_StructuralColumns | 6331145 | Site |  | SPF #1/#2 |  | N/A | N/A | N/A | N/A
Structural Columns | SC_Wood Framing | 2x4 | 2x4 - SPF #1/#2 | Level 1 | FL1_StructuralColumns | 6331146 | Site |  | SPF #1/#2 |  | N/A | N/A | N/A | N/A
Structural Columns | SC_Wood Framing | 2x4 | 2x4 - SPF #1/#2 | Level 1 | FL1_StructuralColumns | 6358737 | Site |  | SPF #1/#2 |  | N/A | N/A | N/A | N/A
Structural Columns | SC_Wood Framing | 2x4 | 2x4 - SPF #1/#2 | Level 1 | FL1_StructuralColumns | 6358740 | Site |  | SPF #1/#2 |  | N/A | N/A | N/A | N/A
Structural Columns | SC_Wood Framing | 2x4 | 2x4 - SPF #1/#2 | Level 1 | FL1_StructuralColumns | 6358741 | Site |  | SPF #1/#2 |  | N/A | N/A | N/A | N/A
Structural Columns | SC_Wood Framing | 2x4 | 2x4 - SPF #1/#2 | Level 1 | FL1_StructuralColumns | 6358745 | Site |  | SPF #1/#2 |  | N/A | N/A | N/A | N/A
Structural Columns | SC_Wood Framing | 2x4 | 2x4 - SPF #1/#2 | Level 1 | FL1_StructuralColumns | 6358746 | Site |  | SPF #1/#2 |  | N/A | N/A | N/A | N/A
Structural Columns | SC_Wood Framing | 2x4 | 2x4 - SPF #1/#2 | Level 1 | FL1_StructuralColumns | 6358747 | Site |  | SPF #1/#2 |  | N/A | N/A | N/A | N/A
Structural Columns | SC_Wood Framing | 2x4 | 2x4 - SPF #1/#2 | Level 1 | FL1_StructuralColumns | 6358748 | Site |  | SPF #1/#2 |  | N/A | N/A | N/A | N/A
Structural Columns | SC_Wood Framing | 2x4 | 2x4 - SPF #1/#2 | Level 1 | FL1_StructuralColumns | 6358749 | Site |  | SPF #1/#2 |  | N/A | N/A | N/A | N/A
Structural Columns | SC_Wood Framing | 2x4 | 2x4 - SPF #1/#2 | Level 1 | FL1_StructuralColumns | 6358750 | Site |  | SPF #1/#2 |  | N/A | N/A | N/A | N/A
Structural Columns | SC_Wood Framing | 2x4 | 2x4 - SPF #1/#2 | Level 1 | FL1_StructuralColumns | 6358751 | Site |  | SPF #1/#2 |  | N/A | N/A | N/A | N/A
Structural Columns | SC_Wood Framing | 2x4 | 2x4 - SPF #1/#2 | Level 1 | FL1_StructuralColumns | 6358752 | Site |  | SPF #1/#2 |  | N/A | N/A | N/A | N/A
Structural Columns | SC_Wood Framing | 2x4 | 2x4 - SPF #1/#2 | Level 1 | FL1_StructuralColumns | 6358753 | Site |  | SPF #1/#2 |  | N/A | N/A | N/A | N/A
Structural Columns | SC_Wood Framing | 2x4 | 2x4 - SPF #1/#2 | Level 1 | FL1_StructuralColumns | 6358759 | Site |  | SPF #1/#2 |  | N/A | N/A | N/A | N/A
Structural Columns | SC_Wood Framing | 2x4 | 2x4 - SPF #1/#2 | Level 1 | FL1_StructuralColumns | 6358760 | Site |  | SPF #1/#2 |  | N/A | N/A | N/A | N/A
Structural Columns | SC_Wood Framing | 2x4 | 2x4 - SPF #1/#2 | Level 1 | FL1_StructuralColumns | 6358767 | Site |  | SPF #1/#2 |  | N/A | N/A | N/A | N/A
Structural Columns | SC_Wood Framing | 2x4 | 2x4 - SPF #1/#2 | Level 1 | FL1_StructuralColumns | 6358768 | Site |  | SPF #1/#2 |  | N/A | N/A | N/A | N/A
Structural Columns | SC_Wood Framing | 2x4 | 2x4 - SPF #1/#2 | Level 1 | FL1_StructuralColumns | 6358769 | Site |  | SPF #1/#2 |  | N/A | N/A | N/A | N/A
Structural Columns | SC_Wood Framing | 2x4 | 2x4 - SPF #1/#2 | Level 1 | FL1_StructuralColumns | 6358770 | Site |  | SPF #1/#2 |  | N/A | N/A | N/A | N/A
Structural Columns | SC_Wood Framing | 2x4 | 2x4 - SPF #1/#2 | Level 1 | FL1_StructuralColumns | 6358771 | Site |  | SPF #1/#2 |  | N/A | N/A | N/A | N/A
Structural Columns | SC_Wood Framing | 2x4 | 2x4 - SPF #1/#2 | Level 1 | FL1_StructuralColumns | 6358772 | Site |  | SPF #1/#2 |  | N/A | N/A | N/A | N/A
Structural Columns | SC_Wood Framing | 2x4 | 2x4 - SPF #1/#2 | Level 1 | FL1_StructuralColumns | 6374762 | Site |  | SPF #1/#2 |  | N/A | N/A | N/A | N/A
Structural Columns | SC_Wood Framing | 2x4 | 2x4 - SPF #1/#2 | Level 1 | FL1_StructuralColumns | 6374764 | Site |  | SPF #1/#2 |  | N/A | N/A | N/A | N/A
Structural Columns | SC_Wood Framing | 2x4 | 2x4 - SPF #1/#2 | Level 1 | FL1_StructuralColumns | 6374765 | Site |  | SPF #1/#2 |  | N/A | N/A | N/A | N/A
Structural Columns | SC_Wood Framing | 2x4 | 2x4 - SPF #1/#2 | Level 1 | FL1_StructuralColumns | 6374766 | Site |  | SPF #1/#2 |  | N/A | N/A | N/A | N/A
Structural Connections | C_HTS20_3d_Cad_MULT_Prod | HTS20 | HTS20 |  | FLUnknown_StructuralConnections | 6590029 | Site |  | N/A |  | N/A | N/A | N/A | N/A
Structural Connections | C_HTS20_3d_Cad_MULT_Prod | HTS20 | HTS20 | Level 1 | FL1_StructuralConnections | 6609659 | Site |  | N/A |  | N/A | N/A | N/A | N/A
Structural Connections | C_LUS24_3d_Cad_MULT_Prod | LUS24 | LUS24 | Level 2 | FL2_StructuralConnections | 6596642 | Site |  | N/A |  | N/A | N/A | N/A | N/A
Structural Connections | C_LUS24_3d_Cad_MULT_Prod | LUS24 | LUS24 |  | FLUnknown_StructuralConnections | 6596729 | Site |  | N/A |  | N/A | N/A | N/A | N/A
Structural Connections | C_LUS24_3d_Cad_MULT_Prod | LUS24 | LUS24 |  | FLUnknown_StructuralConnections | 6596736 | Site |  | N/A |  | N/A | N/A | N/A | N/A
Structural Connections | C_LUS24_3d_Cad_MULT_Prod | LUS24 | LUS24 |  | FLUnknown_StructuralConnections | 6596742 | Site |  | N/A |  | N/A | N/A | N/A | N/A
Structural Connections | C_LUS24_3d_Cad_MULT_Prod | LUS24 | LUS24 |  | FLUnknown_StructuralConnections | 6596748 | Site |  | N/A |  | N/A | N/A | N/A | N/A
Structural Connections | C_LUS24_3d_Cad_MULT_Prod | LUS24 | LUS24 |  | FLUnknown_StructuralConnections | 6596754 | Site |  | N/A |  | N/A | N/A | N/A | N/A
Structural Connections | C_LUS24_3d_Cad_MULT_Prod | LUS24 | LUS24 |  | FLUnknown_StructuralConnections | 6596760 | Site |  | N/A |  | N/A | N/A | N/A | N/A
Structural Connections | C_LUS24_3d_Cad_MULT_Prod | LUS24 | LUS24 |  | FLUnknown_StructuralConnections | 6596766 | Site |  | N/A |  | N/A | N/A | N/A | N/A
Structural Connections | C_LUS24_3d_Cad_MULT_Prod | LUS24 | LUS24 |  | FLUnknown_StructuralConnections | 6596772 | Site |  | N/A |  | N/A | N/A | N/A | N/A
Structural Connections | C_LUS24_3d_Cad_MULT_Prod | LUS24 | LUS24 |  | FLUnknown_StructuralConnections | 6596778 | Site |  | N/A |  | N/A | N/A | N/A | N/A
Structural Connections | C_LUS24_3d_Cad_MULT_Prod | LUS24 | LUS24 |  | FLUnknown_StructuralConnections | 6596784 | Site |  | N/A |  | N/A | N/A | N/A | N/A
Structural Connections | C_LUS24_3d_Cad_MULT_Prod | LUS24 | LUS24 | Level 2 | FL2_StructuralConnections | 6596917 | Site |  | N/A |  | N/A | N/A | N/A | N/A
Structural Connections | C_LUS24_3d_Cad_MULT_Prod | LUS24 | LUS24 |  | FLUnknown_StructuralConnections | 6597052 | Site |  | N/A |  | N/A | N/A | N/A | N/A
Structural Connections | C_LUS24_3d_Cad_MULT_Prod | LUS24 | LUS24 |  | FLUnknown_StructuralConnections | 6597060 | Site |  | N/A |  | N/A | N/A | N/A | N/A
Structural Connections | C_LUS24_3d_Cad_MULT_Prod | LUS24 | LUS24 |  | FLUnknown_StructuralConnections | 6597068 | Site |  | N/A |  | N/A | N/A | N/A | N/A
Structural Connections | C_LUS24_3d_Cad_MULT_Prod | LUS24 | LUS24 |  | FLUnknown_StructuralConnections | 6597076 | Site |  | N/A |  | N/A | N/A | N/A | N/A
Structural Connections | C_LUS24_3d_Cad_MULT_Prod | LUS24 | LUS24 |  | FLUnknown_StructuralConnections | 6597084 | Site |  | N/A |  | N/A | N/A | N/A | N/A
Structural Connections | C_LUS24_3d_Cad_MULT_Prod | LUS24 | LUS24 |  | FLUnknown_StructuralConnections | 6597094 | Site |  | N/A |  | N/A | N/A | N/A | N/A
Structural Connections | C_LUS24_3d_Cad_MULT_Prod | LUS24 | LUS24 |  | FLUnknown_StructuralConnections | 6597102 | Site |  | N/A |  | N/A | N/A | N/A | N/A
Structural Connections | C_LUS24_3d_Cad_MULT_Prod | LUS24 | LUS24 |  | FLUnknown_StructuralConnections | 6597110 | Site |  | N/A |  | N/A | N/A | N/A | N/A
Structural Connections | C_LUS24_3d_Cad_MULT_Prod | LUS24 | LUS24 |  | FLUnknown_StructuralConnections | 6597118 | Site |  | N/A |  | N/A | N/A | N/A | N/A
Structural Connections | C_LUS24_3d_Cad_MULT_Prod | LUS24 | LUS24 |  | FLUnknown_StructuralConnections | 6597126 | Site |  | N/A |  | N/A | N/A | N/A | N/A
Structural Connections | C_LUS26_3d_Cad_MULT_Prod (1) | LUS26 | LUS26 | Level 1 Top Plate | FL1 Top Plate_StructuralConnections | 6591249 | Site |  | N/A |  | N/A | N/A | N/A | N/A
Structural Connections | C_LUS26_3d_Cad_MULT_Prod (1) | LUS26 | LUS26 |  | FLUnknown_StructuralConnections | 6591474 | Site |  | N/A |  | N/A | N/A | N/A | N/A
Structural Connections | SC_Anchor Bolt | 5/8" x 10" ANCHOR BOLT W/ 3"x3" PLATE | 5/8" x 10" ANCHOR BOLT W/ 3"x3" PLATE - Steel | Level 1 | FL1_StructuralConnections | 6631638 | Pre-Install |  | Steel |  | N/A | N/A | N/A | 23.93
Structural Connections | SC_Anchor Bolt | 5/8" x 10" ANCHOR BOLT W/ 3"x3" PLATE | 5/8" x 10" ANCHOR BOLT W/ 3"x3" PLATE - Steel | Level 1 | FL1_StructuralConnections | 6631639 | Pre-Install |  | Steel |  | N/A | N/A | N/A | 23.93
Structural Connections | SC_Anchor Bolt | 5/8" x 10" ANCHOR BOLT W/ 3"x3" PLATE | 5/8" x 10" ANCHOR BOLT W/ 3"x3" PLATE - Steel | Level 1 | FL1_StructuralConnections | 6631640 | Pre-Install |  | Steel |  | N/A | N/A | N/A | 23.93
Structural Connections | SC_Anchor Bolt | 5/8" x 10" ANCHOR BOLT W/ 3"x3" PLATE | 5/8" x 10" ANCHOR BOLT W/ 3"x3" PLATE - Steel | Level 1 | FL1_StructuralConnections | 6631641 | Pre-Install |  | Steel |  | N/A | N/A | N/A | 23.93
Structural Connections | SC_Anchor Bolt | 5/8" x 10" ANCHOR BOLT W/ 3"x3" PLATE | 5/8" x 10" ANCHOR BOLT W/ 3"x3" PLATE - Steel | Level 1 | FL1_StructuralConnections | 6631642 | Pre-Install |  | Steel |  | N/A | N/A | N/A | 23.93
Structural Connections | SC_Anchor Bolt | 5/8" x 10" ANCHOR BOLT W/ 3"x3" PLATE | 5/8" x 10" ANCHOR BOLT W/ 3"x3" PLATE - Steel | Level 1 | FL1_StructuralConnections | 6631643 | Pre-Install |  | Steel |  | N/A | N/A | N/A | 23.93
Structural Connections | SC_Anchor Bolt | 5/8" x 10" ANCHOR BOLT W/ 3"x3" PLATE | 5/8" x 10" ANCHOR BOLT W/ 3"x3" PLATE - Steel | Level 1 | FL1_StructuralConnections | 6631644 | Pre-Install |  | Steel |  | N/A | N/A | N/A | 23.93
Structural Connections | SC_Anchor Bolt | 5/8" x 10" ANCHOR BOLT W/ 3"x3" PLATE | 5/8" x 10" ANCHOR BOLT W/ 3"x3" PLATE - Steel | Level 1 | FL1_StructuralConnections | 6631645 | Pre-Install |  | Steel |  | N/A | N/A | N/A | 23.93
Structural Connections | SC_Anchor Bolt | 5/8" x 10" ANCHOR BOLT W/ 3"x3" PLATE | 5/8" x 10" ANCHOR BOLT W/ 3"x3" PLATE - Steel | Level 1 | FL1_StructuralConnections | 6631646 | Pre-Install |  | Steel |  | N/A | N/A | N/A | 23.93
Structural Connections | SC_Anchor Bolt | 5/8" x 10" ANCHOR BOLT W/ 3"x3" PLATE | 5/8" x 10" ANCHOR BOLT W/ 3"x3" PLATE - Steel | Level 1 | FL1_StructuralConnections | 6631647 | Pre-Install |  | Steel |  | N/A | N/A | N/A | 23.93
Structural Connections | SC_Anchor Bolt | 5/8" x 10" ANCHOR BOLT W/ 3"x3" PLATE | 5/8" x 10" ANCHOR BOLT W/ 3"x3" PLATE - Steel | Level 1 | FL1_StructuralConnections | 6631648 | Pre-Install |  | Steel |  | N/A | N/A | N/A | 23.93
Structural Connections | SC_Anchor Bolt | 5/8" x 10" ANCHOR BOLT W/ 3"x3" PLATE | 5/8" x 10" ANCHOR BOLT W/ 3"x3" PLATE - Steel | Level 1 | FL1_StructuralConnections | 6631649 | Pre-Install |  | Steel |  | N/A | N/A | N/A | 23.93
Structural Connections | SC_Anchor Bolt | 5/8" x 10" ANCHOR BOLT W/ 3"x3" PLATE | 5/8" x 10" ANCHOR BOLT W/ 3"x3" PLATE - Steel | Level 1 | FL1_StructuralConnections | 6631650 | Pre-Install |  | Steel |  | N/A | N/A | N/A | 23.93
Structural Connections | SC_Anchor Bolt | 5/8" x 10" ANCHOR BOLT W/ 3"x3" PLATE | 5/8" x 10" ANCHOR BOLT W/ 3"x3" PLATE - Steel | Level 1 | FL1_StructuralConnections | 6631651 | Pre-Install |  | Steel |  | N/A | N/A | N/A | 23.93
Structural Connections | SC_Anchor Bolt | 5/8" x 10" ANCHOR BOLT W/ 3"x3" PLATE | 5/8" x 10" ANCHOR BOLT W/ 3"x3" PLATE - Steel | Level 1 | FL1_StructuralConnections | 6631652 | Pre-Install |  | Steel |  | N/A | N/A | N/A | 23.93
Structural Connections | SC_Anchor Bolt | 5/8" x 10" ANCHOR BOLT W/ 3"x3" PLATE | 5/8" x 10" ANCHOR BOLT W/ 3"x3" PLATE - Steel | Level 1 | FL1_StructuralConnections | 6631653 | Pre-Install |  | Steel |  | N/A | N/A | N/A | 23.93
Structural Connections | SC_Anchor Bolt | 5/8" x 10" ANCHOR BOLT W/ 3"x3" PLATE | 5/8" x 10" ANCHOR BOLT W/ 3"x3" PLATE - Steel | Level 1 | FL1_StructuralConnections | 6631654 | Pre-Install |  | Steel |  | N/A | N/A | N/A | 23.93
Structural Connections | SC_Anchor Bolt | 5/8" x 10" ANCHOR BOLT W/ 3"x3" PLATE | 5/8" x 10" ANCHOR BOLT W/ 3"x3" PLATE - Steel | Level 1 | FL1_StructuralConnections | 6631655 | Pre-Install |  | Steel |  | N/A | N/A | N/A | 23.93
Structural Connections | SC_Anchor Bolt | 5/8" x 10" ANCHOR BOLT W/ 3"x3" PLATE | 5/8" x 10" ANCHOR BOLT W/ 3"x3" PLATE - Steel | Level 1 | FL1_StructuralConnections | 6631656 | Pre-Install |  | Steel |  | N/A | N/A | N/A | 23.93
Structural Connections | SC_Anchor Bolt | 5/8" x 10" ANCHOR BOLT W/ 3"x3" PLATE | 5/8" x 10" ANCHOR BOLT W/ 3"x3" PLATE - Steel | Level 1 | FL1_StructuralConnections | 6631657 | Pre-Install |  | Steel |  | N/A | N/A | N/A | 23.93
Structural Connections | SC_Anchor Bolt | 5/8" x 10" ANCHOR BOLT W/ 3"x3" PLATE | 5/8" x 10" ANCHOR BOLT W/ 3"x3" PLATE - Steel | Level 1 | FL1_StructuralConnections | 6631658 | Pre-Install |  | Steel |  | N/A | N/A | N/A | 23.93
Structural Connections | SC_Anchor Bolt | 5/8" x 10" ANCHOR BOLT W/ 3"x3" PLATE | 5/8" x 10" ANCHOR BOLT W/ 3"x3" PLATE - Steel | Level 1 | FL1_StructuralConnections | 6631659 | Pre-Install |  | Steel |  | N/A | N/A | N/A | 23.93
Structural Connections | SC_Anchor Bolt | 5/8" x 10" ANCHOR BOLT W/ 3"x3" PLATE | 5/8" x 10" ANCHOR BOLT W/ 3"x3" PLATE - Steel | Level 1 | FL1_StructuralConnections | 6631660 | Pre-Install |  | Steel |  | N/A | N/A | N/A | 23.93
Structural Connections | SC_Anchor Bolt | 5/8" x 10" ANCHOR BOLT W/ 3"x3" PLATE | 5/8" x 10" ANCHOR BOLT W/ 3"x3" PLATE - Steel | Level 1 | FL1_StructuralConnections | 6631661 | Pre-Install |  | Steel |  | N/A | N/A | N/A | 23.93
Structural Connections | SC_Anchor Bolt | 5/8" x 10" ANCHOR BOLT W/ 3"x3" PLATE | 5/8" x 10" ANCHOR BOLT W/ 3"x3" PLATE - Steel | Level 1 | FL1_StructuralConnections | 6631662 | Pre-Install |  | Steel |  | N/A | N/A | N/A | 23.93
Structural Connections | SC_Anchor Bolt | 5/8" x 10" ANCHOR BOLT W/ 3"x3" PLATE | 5/8" x 10" ANCHOR BOLT W/ 3"x3" PLATE - Steel | Level 1 | FL1_StructuralConnections | 6631663 | Pre-Install |  | Steel |  | N/A | N/A | N/A | 23.93
Structural Connections | SC_Anchor Bolt | 5/8" x 10" ANCHOR BOLT W/ 3"x3" PLATE | 5/8" x 10" ANCHOR BOLT W/ 3"x3" PLATE - Steel | Level 1 | FL1_StructuralConnections | 6631664 | Pre-Install |  | Steel |  | N/A | N/A | N/A | 23.93
Structural Connections | SC_Anchor Bolt | 5/8" x 10" ANCHOR BOLT W/ 3"x3" PLATE | 5/8" x 10" ANCHOR BOLT W/ 3"x3" PLATE - Steel | Level 1 | FL1_StructuralConnections | 6631665 | Pre-Install |  | Steel |  | N/A | N/A | N/A | 23.93
Structural Connections | SC_Anchor Bolt | 5/8" x 10" ANCHOR BOLT W/ 3"x3" PLATE | 5/8" x 10" ANCHOR BOLT W/ 3"x3" PLATE - Steel | Level 1 | FL1_StructuralConnections | 6631666 | Pre-Install |  | Steel |  | N/A | N/A | N/A | 23.93
Structural Connections | SC_Anchor Bolt | 5/8" x 10" ANCHOR BOLT W/ 3"x3" PLATE | 5/8" x 10" ANCHOR BOLT W/ 3"x3" PLATE - Steel | Level 1 | FL1_StructuralConnections | 6631667 | Pre-Install |  | Steel |  | N/A | N/A | N/A | 23.93
Structural Connections | SC_Anchor Bolt | 5/8" x 10" ANCHOR BOLT W/ 3"x3" PLATE | 5/8" x 10" ANCHOR BOLT W/ 3"x3" PLATE - Steel | Level 1 | FL1_StructuralConnections | 6631668 | Pre-Install |  | Steel |  | N/A | N/A | N/A | 23.93
Structural Connections | SC_Anchor Bolt | 5/8" x 10" ANCHOR BOLT W/ 3"x3" PLATE | 5/8" x 10" ANCHOR BOLT W/ 3"x3" PLATE - Steel | Level 1 | FL1_StructuralConnections | 6631669 | Pre-Install |  | Steel |  | N/A | N/A | N/A | 23.93
Structural Connections | SC_Anchor Bolt | 5/8" x 10" ANCHOR BOLT W/ 3"x3" PLATE | 5/8" x 10" ANCHOR BOLT W/ 3"x3" PLATE - Steel | Level 1 | FL1_StructuralConnections | 6631670 | Pre-Install |  | Steel |  | N/A | N/A | N/A | 23.93
Structural Connections | SC_Anchor Bolt | 5/8" x 10" ANCHOR BOLT W/ 3"x3" PLATE | 5/8" x 10" ANCHOR BOLT W/ 3"x3" PLATE - Steel | Level 1 | FL1_StructuralConnections | 6631671 | Pre-Install |  | Steel |  | N/A | N/A | N/A | 23.93
Structural Connections | SC_Anchor Bolt | 5/8" x 10" ANCHOR BOLT W/ 3"x4-1/2" PLATE | 5/8" x 10" ANCHOR BOLT W/ 3"x4-1/2" PLATE - Steel | Level 1 | FL1_StructuralConnections | 6631672 | Pre-Install |  | Steel |  | N/A | N/A | N/A | 28.81
Structural Connections | SC_Anchor Bolt | 5/8" x 10" ANCHOR BOLT W/ 3"x4-1/2" PLATE | 5/8" x 10" ANCHOR BOLT W/ 3"x4-1/2" PLATE - Steel | Level 1 | FL1_StructuralConnections | 6631673 | Pre-Install |  | Steel |  | N/A | N/A | N/A | 28.81
Structural Connections | SC_Anchor Bolt | 5/8" x 10" ANCHOR BOLT W/ 3"x3" PLATE | 5/8" x 10" ANCHOR BOLT W/ 3"x3" PLATE - Steel | Level 1 | FL1_StructuralConnections | 6631674 | Pre-Install |  | Steel |  | N/A | N/A | N/A | 23.93
Structural Connections | SC_Anchor Bolt | 5/8" x 10" ANCHOR BOLT W/ 3"x3" PLATE | 5/8" x 10" ANCHOR BOLT W/ 3"x3" PLATE - Steel | Level 1 | FL1_StructuralConnections | 6631675 | Pre-Install |  | Steel |  | N/A | N/A | N/A | 23.93
Structural Connections | SC_Anchor Bolt | 5/8" x 10" ANCHOR BOLT W/ 3"x3" PLATE | 5/8" x 10" ANCHOR BOLT W/ 3"x3" PLATE - Steel | Level 1 | FL1_StructuralConnections | 6631676 | Pre-Install |  | Steel |  | N/A | N/A | N/A | 23.93
Structural Connections | SC_Anchor Bolt | 5/8" x 10" ANCHOR BOLT W/ 3"x4-1/2" PLATE | 5/8" x 10" ANCHOR BOLT W/ 3"x4-1/2" PLATE - Steel | Level 1 | FL1_StructuralConnections | 6639180 | Pre-Install |  | Steel |  | N/A | N/A | N/A | 28.81
Structural Connections | SC_Anchor Bolt | 5/8" x 10" ANCHOR BOLT W/ 3"x3" PLATE | 5/8" x 10" ANCHOR BOLT W/ 3"x3" PLATE - Steel | Level 1 | FL1_StructuralConnections | 6639379 | Pre-Install |  | Steel |  | N/A | N/A | N/A | 23.93
Structural Connections | SC_Anchor Bolt | 5/8" x 10" ANCHOR BOLT W/ 3"x3" PLATE | 5/8" x 10" ANCHOR BOLT W/ 3"x3" PLATE - Steel | Level 1 | FL1_StructuralConnections | 6639618 | Pre-Install |  | Steel |  | N/A | N/A | N/A | 23.93
Structural Connections | SC_Anchor Bolt | 5/8" x 10" ANCHOR BOLT W/ 3"x3" PLATE | 5/8" x 10" ANCHOR BOLT W/ 3"x3" PLATE - Steel | Level 1 | FL1_StructuralConnections | 6639721 | Pre-Install |  | Steel |  | N/A | N/A | N/A | 23.93
Structural Connections | SC_Anchor Bolt | 5/8" x 10" ANCHOR BOLT W/ 3"x3" PLATE | 5/8" x 10" ANCHOR BOLT W/ 3"x3" PLATE - Steel | Level 1 | FL1_StructuralConnections | 6639839 | Pre-Install |  | Steel |  | N/A | N/A | N/A | 23.93
Structural Connections | SC_Anchor Bolt | 5/8" x 10" ANCHOR BOLT W/ 3"x3" PLATE | 5/8" x 10" ANCHOR BOLT W/ 3"x3" PLATE - Steel | Level 1 | FL1_StructuralConnections | 6639929 | Pre-Install |  | Steel |  | N/A | N/A | N/A | 23.93
Structural Connections | SC_Anchor Bolt | 5/8" x 10" ANCHOR BOLT W/ 3"x3" PLATE | 5/8" x 10" ANCHOR BOLT W/ 3"x3" PLATE - Steel | Level 1 | FL1_StructuralConnections | 6640082 | Pre-Install |  | Steel |  | N/A | N/A | N/A | 23.93
Structural Connections | SC_Anchor Bolt | 5/8" x 10" ANCHOR BOLT W/ 3"x3" PLATE | 5/8" x 10" ANCHOR BOLT W/ 3"x3" PLATE - Steel | Level 1 | FL1_StructuralConnections | 6640207 | Pre-Install |  | Steel |  | N/A | N/A | N/A | 23.93
Structural Connections | SC_Anchor Bolt | 5/8" x 10" ANCHOR BOLT W/ 3"x3" PLATE | 5/8" x 10" ANCHOR BOLT W/ 3"x3" PLATE - Steel | Level 1 | FL1_StructuralConnections | 6640531 | Pre-Install |  | Steel |  | N/A | N/A | N/A | 23.93
Structural Connections | SC_LTP4 | LTP4 | LTP4 | Level 1 | FL1_StructuralConnections | 6645552 | Site |  | N/A |  | N/A | N/A | N/A | N/A
Structural Connections | SC_LTP4 | LTP4 | LTP4 | Level 1 | FL1_StructuralConnections | 6645697 | Site |  | N/A |  | N/A | N/A | N/A | N/A
Structural Connections | SC_LTP4 | LTP4 | LTP4 | Level 1 | FL1_StructuralConnections | 6645962 | Site |  | N/A |  | N/A | N/A | N/A | N/A
Structural Connections | SC_LTP4 | LTP4 | LTP4 | Level 1 | FL1_StructuralConnections | 6646101 | Site |  | N/A |  | N/A | N/A | N/A | N/A
Structural Connections | SC_LTP4 | LTP4 | LTP4 | Level 1 | FL1_StructuralConnections | 6646229 | Site |  | N/A |  | N/A | N/A | N/A | N/A
Structural Connections | SC_LTP4 | LTP4 | LTP4 | Level 1 | FL1_StructuralConnections | 6646675 | Site |  | N/A |  | N/A | N/A | N/A | N/A
Structural Connections | SC_LTP4 | LTP4 | LTP4 | Level 1 | FL1_StructuralConnections | 6646887 | Site |  | N/A |  | N/A | N/A | N/A | N/A
Structural Connections | SC_LTP4 | LTP4 | LTP4 | Level 1 | FL1_StructuralConnections | 6647350 | Site |  | N/A |  | N/A | N/A | N/A | N/A
Structural Connections | SC_LTP4 | LTP4 | LTP4 | Level 1 | FL1_StructuralConnections | 6647394 | Site |  | N/A |  | N/A | N/A | N/A | N/A
Structural Connections | SC_LTP4 | LTP4 | LTP4 | Level 1 | FL1_StructuralConnections | 6647506 | Site |  | N/A |  | N/A | N/A | N/A | N/A
Structural Connections | SC_LTP4 | LTP4 | LTP4 | Level 1 | FL1_StructuralConnections | 6647568 | Site |  | N/A |  | N/A | N/A | N/A | N/A
Structural Connections | SC_LTP4 | LTP4 | LTP4 | Level 1 | FL1_StructuralConnections | 6647629 | Site |  | N/A |  | N/A | N/A | N/A | N/A
Structural Connections | SC_LTP4 | LTP4 | LTP4 | Level 1 | FL1_StructuralConnections | 6647724 | Site |  | N/A |  | N/A | N/A | N/A | N/A
Structural Connections | SC_LTP4 | LTP4 | LTP4 | Level 1 | FL1_StructuralConnections | 6647790 | Site |  | N/A |  | N/A | N/A | N/A | N/A
Structural Connections | SC_LTP4 | LTP4 | LTP4 | Level 1 | FL1_StructuralConnections | 6647881 | Site |  | N/A |  | N/A | N/A | N/A | N/A
Structural Connections | SC_LTP4 | LTP4 | LTP4 | Level 1 | FL1_StructuralConnections | 6647976 | Site |  | N/A |  | N/A | N/A | N/A | N/A
Structural Connections | SC_LTP4 | LTP4 | LTP4 | Level 1 | FL1_StructuralConnections | 6648005 | Site |  | N/A |  | N/A | N/A | N/A | N/A
Structural Connections | SC_LTP4 | LTP4 | LTP4 | Level 1 | FL1_StructuralConnections | 6648162 | Site |  | N/A |  | N/A | N/A | N/A | N/A
Structural Connections | SC_LTP4 | LTP4 | LTP4 | Level 1 | FL1_StructuralConnections | 6648393 | Site |  | N/A |  | N/A | N/A | N/A | N/A
Structural Connections | SC_LTP4 | LTP4 | LTP4 | Level 1 | FL1_StructuralConnections | 6648512 | Site |  | N/A |  | N/A | N/A | N/A | N/A
Structural Connections | SC_LTP4 | LTP4 | LTP4 | Level 1 | FL1_StructuralConnections | 6648639 | Site |  | N/A |  | N/A | N/A | N/A | N/A
Structural Connections | SC_LTP4 | LTP4 | LTP4 | Level 1 | FL1_StructuralConnections | 6648698 | Site |  | N/A |  | N/A | N/A | N/A | N/A
Structural Connections | SC_LTP4 | LTP4 | LTP4 | Level 1 | FL1_StructuralConnections | 6648822 | Site |  | N/A |  | N/A | N/A | N/A | N/A
Structural Connections | SC_LTP4 | LTP4 | LTP4 | Level 1 | FL1_StructuralConnections | 6648884 | Site |  | N/A |  | N/A | N/A | N/A | N/A
Structural Connections | SC_LTP4 | LTP4 | LTP4 | Level 1 | FL1_StructuralConnections | 6648932 | Site |  | N/A |  | N/A | N/A | N/A | N/A
Structural Connections | SC_LTP4 | LTP4 | LTP4 | Level 1 | FL1_StructuralConnections | 6648985 | Site |  | N/A |  | N/A | N/A | N/A | N/A
Structural Connections | SC_LTP4 | LTP4 | LTP4 | Level 1 | FL1_StructuralConnections | 6649041 | Site |  | N/A |  | N/A | N/A | N/A | N/A
Structural Connections | SC_LTP4 | LTP4 | LTP4 | Level 1 | FL1_StructuralConnections | 6649148 | Site |  | N/A |  | N/A | N/A | N/A | N/A
Structural Connections | SC_LTP4 | LTP4 | LTP4 | Level 1 | FL1_StructuralConnections | 6649204 | Site |  | N/A |  | N/A | N/A | N/A | N/A
Structural Connections | SC_LTP4 | LTP4 | LTP4 | Level 1 | FL1_StructuralConnections | 6649347 | Site |  | N/A |  | N/A | N/A | N/A | N/A
Structural Connections | SC_LTP4 | LTP4 | LTP4 | Level 1 | FL1_StructuralConnections | 6649396 | Site |  | N/A |  | N/A | N/A | N/A | N/A
Structural Connections | SC_LTP4 | LTP4 | LTP4 | Level 1 | FL1_StructuralConnections | 6649428 | Site |  | N/A |  | N/A | N/A | N/A | N/A
Structural Connections | SC_LTP4 | LTP4 | LTP4 | Level 1 | FL1_StructuralConnections | 6649560 | Site |  | N/A |  | N/A | N/A | N/A | N/A
Structural Connections | SC_LTP4 | LTP4 | LTP4 | Level 1 | FL1_StructuralConnections | 6649829 | Site |  | N/A |  | N/A | N/A | N/A | N/A
Structural Connections | SC_LTP4 | LTP4 | LTP4 | Level 1 | FL1_StructuralConnections | 6650146 | Site |  | N/A |  | N/A | N/A | N/A | N/A
Structural Connections | SC_LTP4 | LTP4 | LTP4 | Level 1 | FL1_StructuralConnections | 6650268 | Site |  | N/A |  | N/A | N/A | N/A | N/A
Structural Connections | SC_LTP4 | LTP4 | LTP4 | Level 1 | FL1_StructuralConnections | 6650380 | Site |  | N/A |  | N/A | N/A | N/A | N/A
Structural Connections | SC_LTP4 | LTP4 | LTP4 | Level 1 | FL1_StructuralConnections | 6650506 | Site |  | N/A |  | N/A | N/A | N/A | N/A
Structural Connections | SC_LTP4 | LTP4 | LTP4 | Level 1 | FL1_StructuralConnections | 6650534 | Site |  | N/A |  | N/A | N/A | N/A | N/A
Structural Connections | SC_LTP4 | LTP4 | LTP4 | Level 1 | FL1_StructuralConnections | 6650609 | Site |  | N/A |  | N/A | N/A | N/A | N/A
Structural Connections | SC_LTP4 | LTP4 | LTP4 | Level 1 | FL1_StructuralConnections | 6650683 | Site |  | N/A |  | N/A | N/A | N/A | N/A
Structural Connections | SC_LTP4 | LTP4 | LTP4 | Level 1 | FL1_StructuralConnections | 6650854 | Site |  | N/A |  | N/A | N/A | N/A | N/A
Structural Connections | SC_LTP4 | LTP4 | LTP4 | Level 1 | FL1_StructuralConnections | 6650930 | Site |  | N/A |  | N/A | N/A | N/A | N/A
Structural Connections | SC_LTP4 | LTP4 | LTP4 | Level 1 | FL1_StructuralConnections | 6651074 | Site |  | N/A |  | N/A | N/A | N/A | N/A
Structural Connections | SC_LTP4 | LTP4 | LTP4 | Level 1 | FL1_StructuralConnections | 6651222 | Site |  | N/A |  | N/A | N/A | N/A | N/A
Structural Connections | SC_LTP4 | LTP4 | LTP4 | Level 1 | FL1_StructuralConnections | 6651587 | Site |  | N/A |  | N/A | N/A | N/A | N/A
Structural Connections | SC_LTP4 | LTP4 | LTP4 | Level 1 | FL1_StructuralConnections | 6651646 | Site |  | N/A |  | N/A | N/A | N/A | N/A
Structural Connections | SC_LTP4 | LTP4 | LTP4 | Level 1 | FL1_StructuralConnections | 6651814 | Site |  | N/A |  | N/A | N/A | N/A | N/A
Structural Connections | SC_LTP4 | LTP4 | LTP4 | Level 1 | FL1_StructuralConnections | 6652069 | Site |  | N/A |  | N/A | N/A | N/A | N/A
Structural Connections | SC_LTP4 | LTP4 | LTP4 | Level 1 | FL1_StructuralConnections | 6652106 | Site |  | N/A |  | N/A | N/A | N/A | N/A
Structural Connections | SC_LTP4 | LTP4 | LTP4 | Level 1 | FL1_StructuralConnections | 6652535 | Site |  | N/A |  | N/A | N/A | N/A | N/A
Structural Connections | SC_LTP4 | LTP4 | LTP4 | Level 1 | FL1_StructuralConnections | 6653818 | Site |  | N/A |  | N/A | N/A | N/A | N/A
Structural Connections | SC_LTP4 | LTP4 | LTP4 | Level 1 | FL1_StructuralConnections | 6653876 | Site |  | N/A |  | N/A | N/A | N/A | N/A
Structural Connections | SC_MSTA36 | MSTA36 | MSTA36 | Level 1 | FL1_StructuralConnections | 6652716 | Site |  | N/A |  | N/A | N/A | N/A | 46.22
Structural Connections | SC_MSTA36 | MSTA36 | MSTA36 | Level 1 | FL1_StructuralConnections | 6652822 | Site |  | N/A |  | N/A | N/A | N/A | 46.22
Structural Connections | SC_MSTA36 | MSTA36 | MSTA36 | Level 1 | FL1_StructuralConnections | 6652997 | Site |  | N/A |  | N/A | N/A | N/A | 46.22
Structural Connections | SC_MSTA36 | MSTA36 | MSTA36 | Level 1 | FL1_StructuralConnections | 6653206 | Site |  | N/A |  | N/A | N/A | N/A | 46.22
Structural Connections | SC_MSTA36 | MSTA36 | MSTA36 | Level 1 | FL1_StructuralConnections | 6653581 | Site |  | N/A |  | N/A | N/A | N/A | 46.22
Structural Connections | SC_MSTA36 | MSTA36 | MSTA36 | Level 1 | FL1_StructuralConnections | 6654121 | Site |  | N/A |  | N/A | N/A | N/A | 46.22
Structural Connections | SC_PSPN516Z | PSPN516Z | PSPN516Z | Level 1 | 123-TWNP | 6219789 | Factory |  | N/A |  | N/A | N/A | N/A | N/A
Structural Connections | SC_PSPN516Z | PSPN516Z | PSPN516Z | Level 1 | 123-TWNP | 6219814 | Factory |  | N/A |  | N/A | N/A | N/A | N/A
Structural Connections | SC_PSPN516Z | PSPN516Z | PSPN516Z | Level 1 | FL1_StructuralConnections | 6632853 | Site |  | N/A |  | N/A | N/A | N/A | N/A
Structural Connections | SC_PSPN516Z | PSPN516Z | PSPN516Z | Level 1 | FL1_StructuralConnections | 6633101 | Site |  | N/A |  | N/A | N/A | N/A | N/A
Structural Connections | SC_PSPN516Z | PSPN516Z | PSPN516Z | Level 1 | FL1_StructuralConnections | 6634485 | Site |  | N/A |  | N/A | N/A | N/A | N/A
Structural Connections | SC_PSPN58Z | PSPN58Z | PSPN58Z | Level 1 | FL1_StructuralConnections | 6219976 | Factory |  | N/A |  | N/A | N/A | N/A | N/A
Structural Connections | SC_RBC | RBC | RBC | Level 2 | FL2_StructuralConnections | 6544949 | Site |  | N/A |  | N/A | N/A | N/A | N/A
Structural Connections | SC_RBC | RBC | RBC | Level 2 | FL2_StructuralConnections | 6545386 | Site |  | N/A |  | N/A | N/A | N/A | N/A
Structural Connections | SC_RBC | RBC | RBC | Level 2 | FL2_StructuralConnections | 6545392 | Site |  | N/A |  | N/A | N/A | N/A | N/A
Structural Connections | SC_RBC | RBC | RBC | Level 2 | FL2_StructuralConnections | 6545398 | Site |  | N/A |  | N/A | N/A | N/A | N/A
Structural Connections | SC_RBC | RBC | RBC | Level 2 | FL2_StructuralConnections | 6545404 | Site |  | N/A |  | N/A | N/A | N/A | N/A
Structural Connections | SC_RBC | RBC | RBC | Level 2 | FL2_StructuralConnections | 6545416 | Site |  | N/A |  | N/A | N/A | N/A | N/A
Structural Connections | SC_RBC | RBC | RBC | Level 2 | FL2_StructuralConnections | 6545422 | Site |  | N/A |  | N/A | N/A | N/A | N/A
Structural Connections | SC_RBC | RBC | RBC | Level 2 | FL2_StructuralConnections | 6545428 | Site |  | N/A |  | N/A | N/A | N/A | N/A
Structural Connections | SC_RBC | RBC | RBC | Level 2 | FL2_StructuralConnections | 6545434 | Site |  | N/A |  | N/A | N/A | N/A | N/A
Structural Connections | SC_RBC | RBC | RBC | Level 2 | FL2_StructuralConnections | 6545440 | Site |  | N/A |  | N/A | N/A | N/A | N/A
Structural Connections | SC_RBC | RBC | RBC | Level 2 | FL2_StructuralConnections | 6545446 | Site |  | N/A |  | N/A | N/A | N/A | N/A
Structural Connections | SC_RBC | RBC | RBC | Level 2 | FL2_StructuralConnections | 6545467 | Site |  | N/A |  | N/A | N/A | N/A | N/A
Structural Connections | SC_RBC | RBC | RBC | Level 2 | FL2_StructuralConnections | 6545473 | Site |  | N/A |  | N/A | N/A | N/A | N/A
Structural Connections | SC_RBC | RBC | RBC | Level 2 | FL2_StructuralConnections | 6545479 | Site |  | N/A |  | N/A | N/A | N/A | N/A
Structural Connections | SC_RBC | RBC | RBC | Level 2 | FL2_StructuralConnections | 6545485 | Site |  | N/A |  | N/A | N/A | N/A | N/A
Structural Connections | SC_RBC | RBC | RBC | Level 2 | FL2_StructuralConnections | 6545491 | Site |  | N/A |  | N/A | N/A | N/A | N/A
Structural Connections | SC_RBC | RBC | RBC | Level 2 | FL2_StructuralConnections | 6545497 | Site |  | N/A |  | N/A | N/A | N/A | N/A
Structural Connections | SC_RBC | RBC | RBC | Level 2 | FL2_StructuralConnections | 6545505 | Site |  | N/A |  | N/A | N/A | N/A | N/A
Structural Connections | SC_RBC | RBC | RBC | Level 2 | FL2_StructuralConnections | 6545551 | Site |  | N/A |  | N/A | N/A | N/A | N/A
Structural Connections | SC_RBC | RBC | RBC | Level 2 | FL2_StructuralConnections | 6545639 | Site |  | N/A |  | N/A | N/A | N/A | N/A
Structural Connections | SC_RBC | RBC | RBC | Level 2 | FL2_StructuralConnections | 6545640 | Site |  | N/A |  | N/A | N/A | N/A | N/A
Structural Connections | SC_RBC | RBC | RBC | Level 2 | FL2_StructuralConnections | 6545641 | Site |  | N/A |  | N/A | N/A | N/A | N/A
Structural Connections | SC_RBC | RBC | RBC | Level 2 | FL2_StructuralConnections | 6545642 | Site |  | N/A |  | N/A | N/A | N/A | N/A
Structural Connections | SC_RBC | RBC | RBC | Level 2 | FL2_StructuralConnections | 6545643 | Site |  | N/A |  | N/A | N/A | N/A | N/A
Structural Connections | SC_RBC | RBC | RBC | Level 2 | FL2_StructuralConnections | 6545644 | Site |  | N/A |  | N/A | N/A | N/A | N/A
Structural Connections | SC_RBC | RBC | RBC | Level 2 | FL2_StructuralConnections | 6545645 | Site |  | N/A |  | N/A | N/A | N/A | N/A
Structural Connections | SC_RBC | RBC | RBC | Level 2 | FL2_StructuralConnections | 6545648 | Site |  | N/A |  | N/A | N/A | N/A | N/A
Structural Connections | SC_RBC | RBC | RBC | Level 2 | FL2_StructuralConnections | 6545649 | Site |  | N/A |  | N/A | N/A | N/A | N/A
Structural Connections | SC_RBC | RBC | RBC | Level 2 | FL2_StructuralConnections | 6545650 | Site |  | N/A |  | N/A | N/A | N/A | N/A
Structural Connections | SC_RBC | RBC | RBC | Level 2 | FL2_StructuralConnections | 6545651 | Site |  | N/A |  | N/A | N/A | N/A | N/A
Structural Connections | SC_RBC | RBC | RBC | Level 2 | FL2_StructuralConnections | 6545652 | Site |  | N/A |  | N/A | N/A | N/A | N/A
Structural Connections | SC_RBC | RBC | RBC | Level 2 | FL2_StructuralConnections | 6545653 | Site |  | N/A |  | N/A | N/A | N/A | N/A
Structural Connections | SC_RBC | RBC | RBC | Level 2 | FL2_StructuralConnections | 6545654 | Site |  | N/A |  | N/A | N/A | N/A | N/A
Structural Connections | SC_RBC | RBC | RBC | Level 2 | FL2_StructuralConnections | 6545655 | Site |  | N/A |  | N/A | N/A | N/A | N/A
Structural Connections | SC_RBC | RBC | RBC | Level 2 | FL2_StructuralConnections | 6545656 | Site |  | N/A |  | N/A | N/A | N/A | N/A
Structural Connections | SC_RBC | RBC | RBC | Level 2 | FL2_StructuralConnections | 6567918 | Site |  | N/A |  | N/A | N/A | N/A | N/A
Structural Connections | SC_RBC | RBC | RBC | Level 2 | FL2_StructuralConnections | 6567973 | Site |  | N/A |  | N/A | N/A | N/A | N/A
Structural Connections | SC_RBC | RBC | RBC | Level 2 | FL2_StructuralConnections | 6567983 | Site |  | N/A |  | N/A | N/A | N/A | N/A
Structural Connections | SC_RBC | RBC | RBC | Level 2 | FL2_StructuralConnections | 6567991 | Site |  | N/A |  | N/A | N/A | N/A | N/A
Structural Connections | SC_RBC | RBC | RBC | Level 2 | FL2_StructuralConnections | 6567999 | Site |  | N/A |  | N/A | N/A | N/A | N/A
Structural Connections | SC_RBC | RBC | RBC | Level 2 | FL2_StructuralConnections | 6568007 | Site |  | N/A |  | N/A | N/A | N/A | N/A
Structural Connections | SC_RBC | RBC | RBC | Level 2 | FL2_StructuralConnections | 6568015 | Site |  | N/A |  | N/A | N/A | N/A | N/A
Structural Connections | SC_RBC | RBC | RBC | Level 2 | FL2_StructuralConnections | 6568023 | Site |  | N/A |  | N/A | N/A | N/A | N/A
Structural Connections | SC_RBC | RBC | RBC | Level 2 | FL2_StructuralConnections | 6568031 | Site |  | N/A |  | N/A | N/A | N/A | N/A
Structural Connections | SC_RBC | RBC | RBC | Level 2 | FL2_StructuralConnections | 6568039 | Site |  | N/A |  | N/A | N/A | N/A | N/A
Structural Connections | SC_RBC | RBC | RBC | Level 2 | FL2_StructuralConnections | 6568047 | Site |  | N/A |  | N/A | N/A | N/A | N/A
Structural Connections | SC_RBC | RBC | RBC | Level 2 | FL2_StructuralConnections | 6568055 | Site |  | N/A |  | N/A | N/A | N/A | N/A
Structural Connections | SC_RBC | RBC | RBC | Level 2 | FL2_StructuralConnections | 6568063 | Site |  | N/A |  | N/A | N/A | N/A | N/A
Structural Connections | SC_RBC | RBC | RBC | Level 2 | FL2_StructuralConnections | 6568099 | Site |  | N/A |  | N/A | N/A | N/A | N/A
Structural Connections | SC_RBC | RBC | RBC | Level 2 | FL2_StructuralConnections | 6568311 | Site |  | N/A |  | N/A | N/A | N/A | N/A
Structural Connections | SC_RBC | RBC | RBC | Level 2 | FL2_StructuralConnections | 6568312 | Site |  | N/A |  | N/A | N/A | N/A | N/A
Structural Connections | SC_RBC | RBC | RBC | Level 2 | FL2_StructuralConnections | 6568313 | Site |  | N/A |  | N/A | N/A | N/A | N/A
Structural Connections | SC_RBC | RBC | RBC | Level 2 | FL2_StructuralConnections | 6568314 | Site |  | N/A |  | N/A | N/A | N/A | N/A
Structural Connections | SC_RBC | RBC | RBC | Level 2 | FL2_StructuralConnections | 6568315 | Site |  | N/A |  | N/A | N/A | N/A | N/A
Structural Connections | SC_RBC | RBC | RBC | Level 2 | FL2_StructuralConnections | 6568316 | Site |  | N/A |  | N/A | N/A | N/A | N/A
Structural Connections | SC_RBC | RBC | RBC | Level 2 | FL2_StructuralConnections | 6568317 | Site |  | N/A |  | N/A | N/A | N/A | N/A
Structural Connections | SC_RBC | RBC | RBC | Level 2 | FL2_StructuralConnections | 6568318 | Site |  | N/A |  | N/A | N/A | N/A | N/A
Structural Connections | SC_RBC | RBC | RBC | Level 2 | FL2_StructuralConnections | 6568319 | Site |  | N/A |  | N/A | N/A | N/A | N/A
Structural Connections | SC_RBC | RBC | RBC | Level 2 | FL2_StructuralConnections | 6568320 | Site |  | N/A |  | N/A | N/A | N/A | N/A
Structural Connections | SC_RBC | RBC | RBC | Level 2 | FL2_StructuralConnections | 6568321 | Site |  | N/A |  | N/A | N/A | N/A | N/A
Structural Connections | SC_RBC | RBC | RBC | Level 2 | FL2_StructuralConnections | 6568322 | Site |  | N/A |  | N/A | N/A | N/A | N/A
Structural Connections | SC_RBC | RBC | RBC | Level 2 | FL2_StructuralConnections | 6568323 | Site |  | N/A |  | N/A | N/A | N/A | N/A
Structural Connections | SC_RBC | RBC | RBC | Level 2 | FL2_StructuralConnections | 6568324 | Site |  | N/A |  | N/A | N/A | N/A | N/A
Structural Framing | SF_Wood Framing | 2x4 Flat | 2x4 Flat | Level 1 | FL1_StructuralFraming | 6264286 | Site |  | N/A |  | N/A | N/A | N/A | N/A
Structural Framing | SF_Wood Framing | 2x4 Flat | 2x4 Flat | Level 1 | FL1_StructuralFraming | 6264287 | Site |  | N/A |  | N/A | N/A | N/A | N/A
Structural Framing | SF_Wood Framing | 2x4 Flat | 2x4 Flat | Level 1 | FL1_StructuralFraming | 6264288 | Site |  | N/A |  | N/A | N/A | N/A | N/A
Structural Framing | SF_Wood Framing | 3-1/2x9-1/2 SCL | 3-1/2x9-1/2 SCL | Level 1 | FL1_StructuralFraming | 6264289 | Site |  | N/A |  | N/A | N/A | N/A | N/A
Structural Framing | SF_Wood Framing | 2x4 Flat | 2x4 Flat | Level 1 | FL1_StructuralFraming | 6264290 | Site |  | N/A |  | N/A | N/A | N/A | N/A
Structural Framing | SF_Wood Framing | 2x4 Flat | 2x4 Flat | Level 1 | FL1_StructuralFraming | 6264300 | Site |  | N/A |  | N/A | N/A | N/A | N/A
Structural Framing | SF_Wood Framing | 3x4 Flat | 3x4 Flat | Level 1 | FL1_StructuralFraming | 6264301 | Site |  | N/A |  | N/A | N/A | N/A | N/A
Structural Framing | SF_Wood Framing | 2x4 Flat | 2x4 Flat | Level 1 | FL1_StructuralFraming | 6264302 | Site |  | N/A |  | N/A | N/A | N/A | N/A
Structural Framing | SF_Wood Framing | 3x4 Flat | 3x4 Flat | Level 1 | FL1_StructuralFraming | 6264303 | Site |  | N/A |  | N/A | N/A | N/A | N/A
Structural Framing | SF_Wood Framing | 2x4 Flat | 2x4 Flat | Level 1 | FL1_StructuralFraming | 6264798 | Site |  | N/A |  | N/A | N/A | N/A | N/A
Structural Framing | SF_Wood Framing | 2x4 Flat | 2x4 Flat | Level 1 | FL1_StructuralFraming | 6264799 | Site |  | N/A |  | N/A | N/A | N/A | N/A
Structural Framing | SF_Wood Framing | 2x4 Flat | 2x4 Flat | Level 1 | FL1_StructuralFraming | 6264800 | Site |  | N/A |  | N/A | N/A | N/A | N/A
Structural Framing | SF_Wood Framing | 4x4 | 4x4 | Level 1 | FL1_StructuralFraming | 6264801 | Site |  | N/A |  | N/A | N/A | N/A | N/A
Structural Framing | SF_Wood Framing | 2x4 Flat | 2x4 Flat | Level 1 | FL1_StructuralFraming | 6264802 | Site |  | N/A |  | N/A | N/A | N/A | N/A
Structural Framing | SF_Wood Framing | 2x4 Flat | 2x4 Flat | Level 1 | FL1_StructuralFraming | 6264815 | Site |  | N/A |  | N/A | N/A | N/A | N/A
Structural Framing | SF_Wood Framing | 3x4 Flat | 3x4 Flat | Level 1 | FL1_StructuralFraming | 6264816 | Site |  | N/A |  | N/A | N/A | N/A | N/A
Structural Framing | SF_Wood Framing | 2x4 Flat | 2x4 Flat | Level 1 | FL1_StructuralFraming | 6264817 | Site |  | N/A |  | N/A | N/A | N/A | N/A
Structural Framing | SF_Wood Framing | 3x4 Flat | 3x4 Flat | Level 1 | FL1_StructuralFraming | 6264818 | Site |  | N/A |  | N/A | N/A | N/A | N/A
Structural Framing | SF_Wood Framing | 2x4 Flat | 2x4 Flat | Level 1 | FL1_StructuralFraming | 6265056 | Site |  | N/A |  | N/A | N/A | N/A | N/A
Structural Framing | SF_Wood Framing | 2x4 Flat | 2x4 Flat | Level 1 | FL1_StructuralFraming | 6265057 | Site |  | N/A |  | N/A | N/A | N/A | N/A
Structural Framing | SF_Wood Framing | 2x4 Flat | 2x4 Flat | Level 1 | FL1_StructuralFraming | 6265058 | Site |  | N/A |  | N/A | N/A | N/A | N/A
Structural Framing | SF_Wood Framing | 4x4 | 4x4 | Level 1 | FL1_StructuralFraming | 6265059 | Site |  | N/A |  | N/A | N/A | N/A | N/A
Structural Framing | SF_Wood Framing | 2x4 Flat | 2x4 Flat | Level 1 | FL1_StructuralFraming | 6265060 | Site |  | N/A |  | N/A | N/A | N/A | N/A
Structural Framing | SF_Wood Framing | 2x4 Flat | 2x4 Flat | Level 1 | FL1_StructuralFraming | 6265073 | Site |  | N/A |  | N/A | N/A | N/A | N/A
Structural Framing | SF_Wood Framing | 3x4 Flat | 3x4 Flat | Level 1 | FL1_StructuralFraming | 6265074 | Site |  | N/A |  | N/A | N/A | N/A | N/A
Structural Framing | SF_Wood Framing | 2x4 Flat | 2x4 Flat | Level 1 | FL1_StructuralFraming | 6265075 | Site |  | N/A |  | N/A | N/A | N/A | N/A
Structural Framing | SF_Wood Framing | 3x4 Flat | 3x4 Flat | Level 1 | FL1_StructuralFraming | 6265076 | Site |  | N/A |  | N/A | N/A | N/A | N/A
Structural Framing | SF_Wood Framing | 2x4 Flat | 2x4 Flat | Level 1 | FL1_StructuralFraming | 6265208 | Site |  | N/A |  | N/A | N/A | N/A | N/A
Structural Framing | SF_Wood Framing | 2x4 Flat | 2x4 Flat | Level 1 | FL1_StructuralFraming | 6265209 | Site |  | N/A |  | N/A | N/A | N/A | N/A
Structural Framing | SF_Wood Framing | 2x4 Flat | 2x4 Flat | Level 1 | FL1_StructuralFraming | 6265210 | Site |  | N/A |  | N/A | N/A | N/A | N/A
Structural Framing | SF_Wood Framing | 4x4 | 4x4 | Level 1 | FL1_StructuralFraming | 6265211 | Site |  | N/A |  | N/A | N/A | N/A | N/A
Structural Framing | SF_Wood Framing | 2x4 Flat | 2x4 Flat | Level 1 | FL1_StructuralFraming | 6265212 | Site |  | N/A |  | N/A | N/A | N/A | N/A
Structural Framing | SF_Wood Framing | 2x4 Flat | 2x4 Flat | Level 1 | FL1_StructuralFraming | 6265225 | Site |  | N/A |  | N/A | N/A | N/A | N/A
Structural Framing | SF_Wood Framing | 3x4 Flat | 3x4 Flat | Level 1 | FL1_StructuralFraming | 6265226 | Site |  | N/A |  | N/A | N/A | N/A | N/A
Structural Framing | SF_Wood Framing | 2x4 Flat | 2x4 Flat | Level 1 | FL1_StructuralFraming | 6265227 | Site |  | N/A |  | N/A | N/A | N/A | N/A
Structural Framing | SF_Wood Framing | 3x4 Flat | 3x4 Flat | Level 1 | FL1_StructuralFraming | 6265228 | Site |  | N/A |  | N/A | N/A | N/A | N/A
Structural Framing | SF_Wood Framing | 2x4 Flat | 2x4 Flat | Level 1 | FL1_StructuralFraming | 6295940 | Site |  | N/A |  | N/A | N/A | N/A | N/A
Structural Framing | SF_Wood Framing | 2x4 Flat | 2x4 Flat | Level 1 | FL1_StructuralFraming | 6295941 | Site |  | N/A |  | N/A | N/A | N/A | N/A
Structural Framing | SF_Wood Framing | 2x4 Flat | 2x4 Flat | Level 1 | FL1_StructuralFraming | 6295942 | Site |  | N/A |  | N/A | N/A | N/A | N/A
Structural Framing | SF_Wood Framing | 4x4 | 4x4 | Level 1 | FL1_StructuralFraming | 6295943 | Site |  | N/A |  | N/A | N/A | N/A | N/A
Structural Framing | SF_Wood Framing | 2x4 Flat | 2x4 Flat | Level 1 | FL1_StructuralFraming | 6295944 | Site |  | N/A |  | N/A | N/A | N/A | N/A
Structural Framing | SF_Wood Framing | 2x4 Flat | 2x4 Flat | Level 1 | FL1_StructuralFraming | 6295957 | Site |  | N/A |  | N/A | N/A | N/A | N/A
Structural Framing | SF_Wood Framing | 3x4 Flat | 3x4 Flat | Level 1 | FL1_StructuralFraming | 6295958 | Site |  | N/A |  | N/A | N/A | N/A | N/A
Structural Framing | SF_Wood Framing | 2x4 Flat | 2x4 Flat | Level 1 | FL1_StructuralFraming | 6295959 | Site |  | N/A |  | N/A | N/A | N/A | N/A
Structural Framing | SF_Wood Framing | 3x4 Flat | 3x4 Flat | Level 1 | FL1_StructuralFraming | 6295960 | Site |  | N/A |  | N/A | N/A | N/A | N/A
Structural Framing | SF_Wood Framing | 2x4 Flat | 2x4 Flat | Level 1 | FL1_StructuralFraming | 6296009 | Site |  | N/A |  | N/A | N/A | N/A | N/A
Structural Framing | SF_Wood Framing | 2x4 Flat | 2x4 Flat | Level 1 | FL1_StructuralFraming | 6296010 | Site |  | N/A |  | N/A | N/A | N/A | N/A
Structural Framing | SF_Wood Framing | 2x4 Flat | 2x4 Flat | Level 1 | FL1_StructuralFraming | 6296011 | Site |  | N/A |  | N/A | N/A | N/A | N/A
Structural Framing | SF_Wood Framing | 4x4 | 4x4 | Level 1 | FL1_StructuralFraming | 6296012 | Site |  | N/A |  | N/A | N/A | N/A | N/A
Structural Framing | SF_Wood Framing | 2x4 Flat | 2x4 Flat | Level 1 | FL1_StructuralFraming | 6296013 | Site |  | N/A |  | N/A | N/A | N/A | N/A
Structural Framing | SF_Wood Framing | 2x4 Flat | 2x4 Flat | Level 1 | FL1_StructuralFraming | 6296026 | Site |  | N/A |  | N/A | N/A | N/A | N/A
Structural Framing | SF_Wood Framing | 3x4 Flat | 3x4 Flat | Level 1 | FL1_StructuralFraming | 6296027 | Site |  | N/A |  | N/A | N/A | N/A | N/A
Structural Framing | SF_Wood Framing | 2x4 Flat | 2x4 Flat | Level 1 | FL1_StructuralFraming | 6296028 | Site |  | N/A |  | N/A | N/A | N/A | N/A
Structural Framing | SF_Wood Framing | 3x4 Flat | 3x4 Flat | Level 1 | FL1_StructuralFraming | 6296029 | Site |  | N/A |  | N/A | N/A | N/A | N/A
Structural Framing | SF_Wood Framing | 2x4 Flat | 2x4 Flat | Level 1 | FL1_StructuralFraming | 6296180 | Site |  | N/A |  | N/A | N/A | N/A | N/A
Structural Framing | SF_Wood Framing | 2x4 Flat | 2x4 Flat | Level 1 | FL1_StructuralFraming | 6296181 | Site |  | N/A |  | N/A | N/A | N/A | N/A
Structural Framing | SF_Wood Framing | 2x4 Flat | 2x4 Flat | Level 1 | FL1_StructuralFraming | 6296182 | Site |  | N/A |  | N/A | N/A | N/A | N/A
Structural Framing | SF_Wood Framing | 4x4 | 4x4 | Level 1 | FL1_StructuralFraming | 6296183 | Site |  | N/A |  | N/A | N/A | N/A | N/A
Structural Framing | SF_Wood Framing | 2x4 Flat | 2x4 Flat | Level 1 | FL1_StructuralFraming | 6296184 | Site |  | N/A |  | N/A | N/A | N/A | N/A
Structural Framing | SF_Wood Framing | 2x4 Flat | 2x4 Flat | Level 1 | FL1_StructuralFraming | 6296197 | Site |  | N/A |  | N/A | N/A | N/A | N/A
Structural Framing | SF_Wood Framing | 3x4 Flat | 3x4 Flat | Level 1 | FL1_StructuralFraming | 6296198 | Site |  | N/A |  | N/A | N/A | N/A | N/A
Structural Framing | SF_Wood Framing | 2x4 Flat | 2x4 Flat | Level 1 | FL1_StructuralFraming | 6296199 | Site |  | N/A |  | N/A | N/A | N/A | N/A
Structural Framing | SF_Wood Framing | 3x4 Flat | 3x4 Flat | Level 1 | FL1_StructuralFraming | 6296200 | Site |  | N/A |  | N/A | N/A | N/A | N/A
Structural Framing | SF_Wood Framing | 2x4 Flat | 2x4 Flat | Level 1 | FL1_StructuralFraming | 6314142 | Site |  | N/A |  | N/A | N/A | N/A | N/A
Structural Framing | SF_Wood Framing | 2x4 Flat | 2x4 Flat | Level 1 | FL1_StructuralFraming | 6314143 | Site |  | N/A |  | N/A | N/A | N/A | N/A
Structural Framing | SF_Wood Framing | 2x4 Flat | 2x4 Flat | Level 1 | FL1_StructuralFraming | 6314144 | Site |  | N/A |  | N/A | N/A | N/A | N/A
Structural Framing | SF_Wood Framing | 4x8 | 4x8 | Level 1 | FL1_StructuralFraming | 6314145 | Site |  | N/A |  | N/A | N/A | N/A | N/A
Structural Framing | SF_Wood Framing | 2x4 Flat | 2x4 Flat | Level 1 | FL1_StructuralFraming | 6314146 | Site |  | N/A |  | N/A | N/A | N/A | N/A
Structural Framing | SF_Wood Framing | 2x4 Flat | 2x4 Flat | Level 1 | FL1_StructuralFraming | 6314159 | Site |  | N/A |  | N/A | N/A | N/A | N/A
Structural Framing | SF_Wood Framing | 3x4 Flat | 3x4 Flat | Level 1 | FL1_StructuralFraming | 6314160 | Site |  | N/A |  | N/A | N/A | N/A | N/A
Structural Framing | SF_Wood Framing | 2x4 Flat | 2x4 Flat | Level 1 | FL1_StructuralFraming | 6314161 | Site |  | N/A |  | N/A | N/A | N/A | N/A
Structural Framing | SF_Wood Framing | 3x4 Flat | 3x4 Flat | Level 1 | FL1_StructuralFraming | 6314162 | Site |  | N/A |  | N/A | N/A | N/A | N/A
Structural Framing | SF_Wood Framing | 2x4 Flat | 2x4 Flat | Level 1 | FL1_StructuralFraming | 6314367 | Site |  | N/A |  | N/A | N/A | N/A | N/A
Structural Framing | SF_Wood Framing | 2x4 Flat | 2x4 Flat | Level 1 | FL1_StructuralFraming | 6314368 | Site |  | N/A |  | N/A | N/A | N/A | N/A
Structural Framing | SF_Wood Framing | 2x4 Flat | 2x4 Flat | Level 1 | FL1_StructuralFraming | 6314369 | Site |  | N/A |  | N/A | N/A | N/A | N/A
Structural Framing | SF_Wood Framing | 4x6 | 4x6 | Level 1 | FL1_StructuralFraming | 6314370 | Site |  | N/A |  | N/A | N/A | N/A | N/A
Structural Framing | SF_Wood Framing | 2x4 Flat | 2x4 Flat | Level 1 | FL1_StructuralFraming | 6314371 | Site |  | N/A |  | N/A | N/A | N/A | N/A
Structural Framing | SF_Wood Framing | 2x4 Flat | 2x4 Flat | Level 1 | FL1_StructuralFraming | 6314384 | Site |  | N/A |  | N/A | N/A | N/A | N/A
Structural Framing | SF_Wood Framing | 3x4 Flat | 3x4 Flat | Level 1 | FL1_StructuralFraming | 6314385 | Site |  | N/A |  | N/A | N/A | N/A | N/A
Structural Framing | SF_Wood Framing | 2x4 Flat | 2x4 Flat | Level 1 | FL1_StructuralFraming | 6314386 | Site |  | N/A |  | N/A | N/A | N/A | N/A
Structural Framing | SF_Wood Framing | 3x4 Flat | 3x4 Flat | Level 1 | FL1_StructuralFraming | 6314387 | Site |  | N/A |  | N/A | N/A | N/A | N/A
Structural Framing | SF_Wood Framing | 2x6 Flat | 2x6 Flat | Level 1 | FL1_StructuralFraming | 6314650 | Site |  | N/A |  | N/A | N/A | N/A | N/A
Structural Framing | SF_Wood Framing | 2x6 Flat | 2x6 Flat | Level 1 | FL1_StructuralFraming | 6314651 | Site |  | N/A |  | N/A | N/A | N/A | N/A
Structural Framing | SF_Wood Framing | 2x6 Flat | 2x6 Flat | Level 1 | FL1_StructuralFraming | 6314652 | Site |  | N/A |  | N/A | N/A | N/A | N/A
Structural Framing | SF_Wood Framing | 4x4 | 4x4 | Level 1 | FL1_StructuralFraming | 6314653 | Site |  | N/A |  | N/A | N/A | N/A | N/A
Structural Framing | SF_Wood Framing | 2x6 Flat | 2x6 Flat | Level 1 | FL1_StructuralFraming | 6314654 | Site |  | N/A |  | N/A | N/A | N/A | N/A
Structural Framing | SF_Wood Framing | 2x6 Flat | 2x6 Flat | Level 1 | FL1_StructuralFraming | 6314667 | Site |  | N/A |  | N/A | N/A | N/A | N/A
Structural Framing | SF_Wood Framing | 3x6 Flat | 3x6 Flat | Level 1 | FL1_StructuralFraming | 6314668 | Site |  | N/A |  | N/A | N/A | N/A | N/A
Structural Framing | SF_Wood Framing | 2x6 Flat | 2x6 Flat | Level 1 | FL1_StructuralFraming | 6314669 | Site |  | N/A |  | N/A | N/A | N/A | N/A
Structural Framing | SF_Wood Framing | 3x6 Flat | 3x6 Flat | Level 1 | FL1_StructuralFraming | 6314670 | Site |  | N/A |  | N/A | N/A | N/A | N/A
Structural Framing | SF_Wood Framing | 2x4 Flat | 2x4 Flat | Level 1 | FL1_StructuralFraming | 6314837 | Site |  | N/A |  | N/A | N/A | N/A | N/A
Structural Framing | SF_Wood Framing | 2x4 Flat | 2x4 Flat | Level 1 | FL1_StructuralFraming | 6314838 | Site |  | N/A |  | N/A | N/A | N/A | N/A
Structural Framing | SF_Wood Framing | 2x4 Flat | 2x4 Flat | Level 1 | FL1_StructuralFraming | 6314839 | Site |  | N/A |  | N/A | N/A | N/A | N/A
Structural Framing | SF_Wood Framing | 4x4 | 4x4 | Level 1 | FL1_StructuralFraming | 6314840 | Site |  | N/A |  | N/A | N/A | N/A | N/A
Structural Framing | SF_Wood Framing | 2x4 Flat | 2x4 Flat | Level 1 | FL1_StructuralFraming | 6314841 | Site |  | N/A |  | N/A | N/A | N/A | N/A
Structural Framing | SF_Wood Framing | 2x4 Flat | 2x4 Flat | Level 1 | FL1_StructuralFraming | 6314851 | Site |  | N/A |  | N/A | N/A | N/A | N/A
Structural Framing | SF_Wood Framing | 3x4 Flat | 3x4 Flat | Level 1 | FL1_StructuralFraming | 6314852 | Site |  | N/A |  | N/A | N/A | N/A | N/A
Structural Framing | SF_Wood Framing | 2x4 Flat | 2x4 Flat | Level 1 | FL1_StructuralFraming | 6314853 | Site |  | N/A |  | N/A | N/A | N/A | N/A
Structural Framing | SF_Wood Framing | 3x4 Flat | 3x4 Flat | Level 1 | FL1_StructuralFraming | 6314854 | Site |  | N/A |  | N/A | N/A | N/A | N/A
Structural Framing | SF_Wood Framing | 2x4 Flat | 2x4 Flat | Level 1 | FL1_StructuralFraming | 6358742 | Site |  | N/A |  | N/A | N/A | N/A | N/A
Structural Framing | SF_Wood Framing | 2x4 Flat | 2x4 Flat | Level 1 | FL1_StructuralFraming | 6358743 | Site |  | N/A |  | N/A | N/A | N/A | N/A
Structural Framing | SF_Wood Framing | 4x10 | 4x10 | Level 1 | FL1_StructuralFraming | 6358744 | Site |  | N/A |  | N/A | N/A | N/A | N/A
Structural Framing | SF_Wood Framing | 3x4 Flat | 3x4 Flat | Level 1 | FL1_StructuralFraming | 6358754 | Site |  | N/A |  | N/A | N/A | N/A | N/A
Structural Framing | SF_Wood Framing | 2x4 Flat | 2x4 Flat | Level 1 | FL1_StructuralFraming | 6358755 | Site |  | N/A |  | N/A | N/A | N/A | N/A
Structural Framing | SF_Wood Framing | 3x4 Flat | 3x4 Flat | Level 1 | FL1_StructuralFraming | 6358756 | Site |  | N/A |  | N/A | N/A | N/A | N/A
Structural Framing | SF_Wood Framing | 2x4 Flat | 2x4 Flat | Level 1 | FL1_StructuralFraming | 6358758 | Site |  | N/A |  | N/A | N/A | N/A | N/A
Structural Framing | SF_Wood Framing | 2x4 Flat | 2x4 Flat | Level 1 | FL1_StructuralFraming | 6358763 | Site |  | N/A |  | N/A | N/A | N/A | N/A
Structural Framing | SF_Wood Framing | 2x4 Flat | 2x4 Flat | Level 1 | FL1_StructuralFraming | 6358764 | Site |  | N/A |  | N/A | N/A | N/A | N/A
Structural Framing | SF_Wood Framing | 2x4 Flat | 2x4 Flat | Level 1 | FL1_StructuralFraming | 6358765 | Site |  | N/A |  | N/A | N/A | N/A | N/A
Structural Framing | SF_Wood Framing | 2x4 Flat | 2x4 Flat | Level 1 | FL1_StructuralFraming | 6358766 | Site |  | N/A |  | N/A | N/A | N/A | N/A
Structural Framing | SF_Wood_Dimensional Lumber | 3x4 PT | 3x4 PT - Pressure Treated SPF Standard | Level 1 | 1 | 1 | Pre-Install |  | Pressure Treated SPF Standard | Leveling Plate | 149.06 | 2.5 | 3.5 | N/A
Structural Framing | SF_Wood_Dimensional Lumber | 3x4 PT | 3x4 PT - Pressure Treated SPF Standard | Level 1 | 2 | 2 | Pre-Install |  | Pressure Treated SPF Standard | Leveling Plate | 240 | 2.5 | 3.5 | N/A
Structural Framing | SF_Wood_Dimensional Lumber | 3x4 PT | 3x4 PT - Pressure Treated SPF Standard | Level 1 | 3 | 3 | Pre-Install |  | Pressure Treated SPF Standard | Leveling Plate | 80.63 | 2.5 | 3.5 | N/A
Structural Framing | SF_Wood_Dimensional Lumber | 3x4 PT | 3x4 PT - Pressure Treated SPF Standard | Level 1 | 4 | 4 | Pre-Install |  | Pressure Treated SPF Standard | Leveling Plate | 84 | 2.5 | 3.5 | N/A
Structural Framing | SF_Wood_Dimensional Lumber | 3x4 PT | 3x4 PT - Pressure Treated SPF Standard | Level 1 | 5 | 5 | Pre-Install |  | Pressure Treated SPF Standard | Leveling Plate | 240 | 2.5 | 3.5 | N/A
Structural Framing | SF_Wood_Dimensional Lumber | 3x4 PT | 3x4 PT - Pressure Treated SPF Standard | Level 1 | 6 | 6 | Pre-Install |  | Pressure Treated SPF Standard | Leveling Plate | 48 | 2.5 | 3.5 | N/A
Structural Framing | SF_Wood_Dimensional Lumber | 3x4 PT | 3x4 PT - Pressure Treated SPF Standard | Level 1 | 7 | 7 | Pre-Install |  | Pressure Treated SPF Standard | Leveling Plate | 240 | 2.5 | 3.5 | N/A
Structural Framing | SF_Wood_Dimensional Lumber | 3x4 PT | 3x4 PT - Pressure Treated SPF Standard | Level 1 | 8 | 8 | Pre-Install |  | Pressure Treated SPF Standard | Leveling Plate | 80.56 | 2.5 | 3.5 | N/A
Structural Framing | SF_Wood_Dimensional Lumber | 3x4 PT | 3x4 PT - Pressure Treated SPF Standard | Level 1 | 9 | 9 | Pre-Install |  | Pressure Treated SPF Standard | Leveling Plate | 126.97 | 2.5 | 3.5 | N/A
Structural Framing | SF_Wood_Dimensional Lumber | 3x6 PT | 3x6 PT - Pressure Treated SPF Standard | Level 1 | 10 | 10 | Pre-Install |  | Pressure Treated SPF Standard | Leveling Plate | 102.1 | 2.5 | 5.5 | N/A
Structural Framing | SF_Wood_Dimensional Lumber | 3x4 PT | 3x4 PT - Pressure Treated SPF Standard | Level 1 | 11 | 11 | Pre-Install |  | Pressure Treated SPF Standard | Leveling Plate | 8.5 | 2.5 | 3.5 | N/A
Structural Framing | SF_Wood_Dimensional Lumber | 3x4 PT | 3x4 PT - Pressure Treated SPF Standard | Level 1 | 12 | 12 | Pre-Install |  | Pressure Treated SPF Standard | Leveling Plate | 30 | 2.5 | 3.5 | N/A
Structural Framing | SF_Wood_Dimensional Lumber | 3x4 PT | 3x4 PT - Pressure Treated SPF Standard | Level 1 | 13 | 13 | Pre-Install |  | Pressure Treated SPF Standard | Leveling Plate | 54 | 2.5 | 3.5 | N/A
Structural Framing | SF_Wood_Dimensional Lumber | 3x4 PT | 3x4 PT - Pressure Treated SPF Standard | Level 1 | 14 | 14 | Pre-Install |  | Pressure Treated SPF Standard | Leveling Plate | 52 | 2.5 | 3.5 | N/A
Structural Framing | SF_Wood_Dimensional Lumber | 3x4 PT | 3x4 PT - Pressure Treated SPF Standard | Level 1 | 15 | 15 | Pre-Install |  | Pressure Treated SPF Standard | Leveling Plate | 54 | 2.5 | 3.5 | N/A
Structural Framing | SF_Wood_Dimensional Lumber | 3x4 PT | 3x4 PT - Pressure Treated SPF Standard | Level 1 | 16 | 16 | Pre-Install |  | Pressure Treated SPF Standard | Leveling Plate | 30 | 2.5 | 3.5 | N/A
Structural Framing | SF_Wood_Dimensional Lumber | 3x4 PT | 3x4 PT - Pressure Treated SPF Standard | Level 1 | 17 | 17 | Pre-Install |  | Pressure Treated SPF Standard | Leveling Plate | 8.56 | 2.5 | 3.5 | N/A
Structural Framing | SF_Wood_Dimensional Lumber | 2x4 | 2x4 - SPF #1/#2 | Level 1 Top Plate | 127-TWN | 2003 | Factory |  | SPF #1/#2 | Top Plate | 65.5 | 1.5 | 3.5 | N/A
Structural Framing | SF_Wood_Dimensional Lumber | 2x4 | 2x4 - SPF #1/#2 | Level 1 | 103-TWSV | 369 | Factory |  | SPF #1/#2 | Top Plate | 240.06 | 1.5 | 3.5 | N/A
Structural Framing | SF_Wood_Dimensional Lumber | 2x4 | 2x4 - SPF #1/#2 | Level 1 | 103-TWSV | 370 | Factory |  | SPF #1/#2 | Top Plate | 240.06 | 1.5 | 3.5 | N/A
Structural Framing | SF_Wood_Dimensional Lumber | 2x4 | 2x4 - SPF #1/#2 | Level 1 | 374 | 374 | Factory |  | SPF #1/#2 | Header | 16 | 1.5 | 3.5 | N/A
Structural Framing | SF_Wood_Dimensional Lumber | 2x4 | 2x4 - SPF #1/#2 | Level 1 | 102-TWSV | 375 | Factory |  | SPF #1/#2 | Nog | 80.56 | 1.5 | 3.5 | N/A
Structural Framing | SF_Wood_Dimensional Lumber | 2x4 | 2x4 - SPF #1/#2 | Level 1 | 102-TWSV | 376 | Factory |  | SPF #1/#2 | Nog | 80.56 | 1.5 | 3.5 | N/A
Structural Framing | SF_Wood_Dimensional Lumber | 2x4 | 2x4 - SPF #1/#2 | Level 1 | 102-TWSV | 377 | Factory |  | SPF #1/#2 | Nog | 16 | 1.5 | 3.5 | N/A
Structural Framing | SF_Wood_Dimensional Lumber | 2x4 | 2x4 - SPF #1/#2 | Level 1 | 102-TWSV | 378 | Factory |  | SPF #1/#2 | Nog | 16 | 1.5 | 3.5 | N/A
Structural Framing | SF_Wood_Dimensional Lumber | 2x4 | 2x4 - SPF #1/#2 | Level 1 | 104-TWN | 379 | Factory |  | SPF #1/#2 | Nog | 81.69 | 1.5 | 3.5 | N/A
Structural Framing | SF_Wood_Dimensional Lumber | 2x4 | 2x4 - SPF #1/#2 | Level 1 | 104-TWN | 380 | Factory |  | SPF #1/#2 | Header | 37 | 1.5 | 3.5 | N/A
Structural Framing | SF_Wood_Dimensional Lumber | 2x4 | 2x4 - SPF #1/#2 | Level 1 | 106-TWN | 381 | Factory |  | SPF #1/#2 | Nog | 27.85 | 1.5 | 3.5 | N/A
Structural Framing | SF_Wood_Dimensional Lumber | 2x4 | 2x4 - SPF #1/#2 | Level 1 | 110-TWN | 382 | Factory |  | SPF #1/#2 | Nog | 131.62 | 1.5 | 3.5 | N/A
Structural Framing | SF_Wood_Dimensional Lumber | 2x4 | 2x4 - SPF #1/#2 | Level 1 | 110-TWN | 383 | Factory |  | SPF #1/#2 | Header | 39 | 1.5 | 3.5 | N/A
Structural Framing | SF_Wood_Dimensional Lumber | 2x4 | 2x4 - SPF #1/#2 | Level 1 | 107-TWN | 384 | Factory |  | SPF #1/#2 | Nog | 69 | 1.5 | 3.5 | N/A
Structural Framing | SF_Wood_Dimensional Lumber | 2x4 | 2x4 - SPF #1/#2 | Level 1 | 107-TWN | 385 | Factory |  | SPF #1/#2 | Header | 37 | 1.5 | 3.5 | N/A
Structural Framing | SF_Wood_Dimensional Lumber | 2x4 | 2x4 - SPF #1/#2 | Level 1 | 101-TWSV | 386 | Factory |  | SPF #1/#2 | Nog | 135.5 | 1.5 | 3.5 | N/A
Structural Framing | SF_Wood_Dimensional Lumber | 2x4 | 2x4 - SPF #1/#2 | Level 1 | 101-TWSV | 387 | Factory |  | SPF #1/#2 | Nog | 135.5 | 1.5 | 3.5 | N/A
Structural Framing | SF_Wood_Dimensional Lumber | 2x4 | 2x4 - SPF #1/#2 | Level 1 | 101-TWSV | 388 | Factory |  | SPF #1/#2 | Nog | 16 | 1.5 | 3.5 | N/A
Structural Framing | SF_Wood_Dimensional Lumber | 2x4 | 2x4 - SPF #1/#2 | Level 1 | 101-TWSV | 389 | Factory |  | SPF #1/#2 | Nog | 16 | 1.5 | 3.5 | N/A
Structural Framing | SF_Wood_Dimensional Lumber | 2x4 | 2x4 - SPF #1/#2 | Level 1 | 108-TWN | 390 | Factory |  | SPF #1/#2 | Top Plate | 33 | 1.5 | 3.5 | N/A
Structural Framing | SF_Wood_Dimensional Lumber | 2x4 | 2x4 - SPF #1/#2 | Level 1 | 108-TWN | 391 | Factory |  | SPF #1/#2 | Header | 29.75 | 1.5 | 3.5 | N/A
Structural Framing | SF_Wood_Dimensional Lumber | 2x4 | 2x4 - SPF #1/#2 | Level 1 | 109-TWN | 392 | Factory |  | SPF #1/#2 | Top Plate | 25.25 | 1.5 | 3.5 | N/A
Structural Framing | SF_Wood_Dimensional Lumber | 2x4 | 2x4 - SPF #1/#2 | Level 1 | 113-TWN | 393 | Factory |  | SPF #1/#2 | Top Plate | 11.56 | 1.5 | 3.5 | N/A
Structural Framing | SF_Wood_Dimensional Lumber | 2x4 | 2x4 - SPF #1/#2 | Level 1 | 115-TWSV | 394 | Factory |  | SPF #1/#2 | Top Plate | 149.13 | 1.5 | 3.5 | N/A
Structural Framing | SF_Wood_Dimensional Lumber | 2x4 | 2x4 - SPF #1/#2 | Level 1 | 115-TWSV | 395 | Factory |  | SPF #1/#2 | Header | 149.13 | 1.5 | 3.5 | N/A
Structural Framing | SF_Wood_Dimensional Lumber | 2x4 | 2x4 - SPF #1/#2 | Level 1 | 115-TWSV | 396 | Factory |  | SPF #1/#2 | Nog | 16 | 1.5 | 3.5 | N/A
Structural Framing | SF_Wood_Dimensional Lumber | 2x4 | 2x4 - SPF #1/#2 | Level 1 | 115-TWSV | 397 | Factory |  | SPF #1/#2 | Nog | 16 | 1.5 | 3.5 | N/A
Structural Framing | SF_Wood_Dimensional Lumber | 2x4 | 2x4 - SPF #1/#2 | Level 1 | 137-TWSV | 398 | Factory |  | SPF #1/#2 | Top Plate | 8.56 | 1.5 | 3.5 | N/A
Structural Framing | SF_Wood_Dimensional Lumber | 2x4 | 2x4 - SPF #1/#2 | Level 1 | 137-TWSV | 399 | Factory |  | SPF #1/#2 | Header | 8.56 | 1.5 | 3.5 | N/A
Structural Framing | SF_Wood_Dimensional Lumber | 2x4 | 2x4 - SPF #1/#2 | Level 1 | 139-TWSV | 401 | Factory |  | SPF #1/#2 | Top Plate | 112.06 | 1.5 | 3.5 | N/A
Structural Framing | SF_Wood_Dimensional Lumber | 2x4 | 2x4 - SPF #1/#2 | Level 1 | 139-TWSV | 402 | Factory |  | SPF #1/#2 | Top Plate | 112.06 | 1.5 | 3.5 | N/A
Structural Framing | SF_Wood_Dimensional Lumber | 2x4 | 2x4 - SPF #1/#2 | Level 1 | 139-TWSV | 403 | Factory |  | SPF #1/#2 | Nog | 16 | 1.5 | 3.5 | N/A
Structural Framing | SF_Wood_Dimensional Lumber | 2x4 | 2x4 - SPF #1/#2 | Level 1 | 139-TWSV | 404 | Factory |  | SPF #1/#2 | Nog | 16 | 1.5 | 3.5 | N/A
Structural Framing | SF_Wood_Dimensional Lumber | 2x4 | 2x4 - SPF #1/#2 | Level 1 | 116-TWSV | 405 | Factory |  | SPF #1/#2 | Top Plate | 54 | 1.5 | 3.5 | N/A
Structural Framing | SF_Wood_Dimensional Lumber | 2x4 | 2x4 - SPF #1/#2 | Level 1 | 116-TWSV | 406 | Factory |  | SPF #1/#2 | Header | 54 | 1.5 | 3.5 | N/A
Structural Framing | SF_Wood_Dimensional Lumber | 2x4 | 2x4 - SPF #1/#2 | Level 1 | 116-TWSV | 407 | Factory |  | SPF #1/#2 | Nog | 16 | 1.5 | 3.5 | N/A
Structural Framing | SF_Wood_Dimensional Lumber | 2x4 | 2x4 - SPF #1/#2 | Level 1 | 408 | 408 | Factory |  | SPF #1/#2 | Top Plate | 51.88 | 1.5 | 3.5 | N/A
Structural Framing | SF_Wood_Dimensional Lumber | 2x4 | 2x4 - SPF #1/#2 | Level 1 | 117-TWSV | 409 | Factory |  | SPF #1/#2 | Header | 51.88 | 1.5 | 3.5 | N/A
Structural Framing | SF_Wood_Dimensional Lumber | 2x4 | 2x4 - SPF #1/#2 | Level 1 | 117-TWSV | 410 | Factory |  | SPF #1/#2 | Nog | 5.44 | 1.5 | 3.5 | N/A
Structural Framing | SF_Wood_Dimensional Lumber | 2x4 | 2x4 - SPF #1/#2 | Level 1 | 117-TWSV | 411 | Factory |  | SPF #1/#2 | Nog | 15.99 | 1.5 | 3.5 | N/A
Structural Framing | SF_Wood_Dimensional Lumber | 2x4 | 2x4 - SPF #1/#2 | Level 1 | 114-TWN | 412 | Factory |  | SPF #1/#2 | Top Plate | 115.56 | 1.5 | 3.5 | N/A
Structural Framing | SF_Wood_Dimensional Lumber | 2x4 | 2x4 - SPF #1/#2 | Level 1 | 114-TWN | 413 | Factory |  | SPF #1/#2 | Header | 37 | 1.5 | 3.5 | N/A
Structural Framing | SF_Wood_Dimensional Lumber | 2x4 | 2x4 - SPF #1/#2 | Level 1 | 111-TWSV | 414 | Factory |  | SPF #1/#2 | Top Plate | 161.5 | 1.5 | 3.5 | N/A
Structural Framing | SF_Wood_Dimensional Lumber | 2x4 | 2x4 - SPF #1/#2 | Level 1 | 111-TWSV | 415 | Factory |  | SPF #1/#2 | Header | 161.5 | 1.5 | 3.5 | N/A
Structural Framing | SF_Wood_Dimensional Lumber | 2x4 | 2x4 - SPF #1/#2 | Level 1 | 111-TWSV | 416 | Factory |  | SPF #1/#2 | Nog | 16 | 1.5 | 3.5 | N/A
Structural Framing | SF_Wood_Dimensional Lumber | 2x4 | 2x4 - SPF #1/#2 | Level 1 | 111-TWSV | 417 | Factory |  | SPF #1/#2 | Nog | 16 | 1.5 | 3.5 | N/A
Structural Framing | SF_Wood_Dimensional Lumber | 2x4 | 2x4 - SPF #1/#2 | Level 1 | 134-TWSV | 418 | Factory |  | SPF #1/#2 | Top Plate | 147 | 1.5 | 3.5 | N/A
Structural Framing | SF_Wood_Dimensional Lumber | 2x4 | 2x4 - SPF #1/#2 | Level 1 | 134-TWSV | 419 | Factory |  | SPF #1/#2 | Top Plate | 147 | 1.5 | 3.5 | N/A
Structural Framing | SF_Wood_Dimensional Lumber | 2x4 | 2x4 - SPF #1/#2 | Level 1 | 134-TWSV | 420 | Factory |  | SPF #1/#2 | Nog | 16 | 1.5 | 3.5 | N/A
Structural Framing | SF_Wood_Dimensional Lumber | 2x4 | 2x4 - SPF #1/#2 | Level 1 | 134-TWSV | 421 | Factory |  | SPF #1/#2 | Nog | 16 | 1.5 | 3.5 | N/A
Structural Framing | SF_Wood_Dimensional Lumber | 2x4 | 2x4 - SPF #1/#2 | Level 1 | 136-TWN | 422 | Factory |  | SPF #1/#2 | Top Plate | 33.06 | 1.5 | 3.5 | N/A
Structural Framing | SF_Wood_Dimensional Lumber | 2x4 | 2x4 - SPF #1/#2 | Level 1 | 136-TWN | 423 | Factory |  | SPF #1/#2 | Header | 29.95 | 1.5 | 3.5 | N/A
Structural Framing | SF_Wood_Dimensional Lumber | 2x4 | 2x4 - SPF #1/#2 | Level 1 | 135-TWN | 424 | Factory |  | SPF #1/#2 | Top Plate | 26.56 | 1.5 | 3.5 | N/A
Structural Framing | SF_Wood_Dimensional Lumber | 2x4 | 2x4 - SPF #1/#2 | Level 1 | 133-TWSVP | 425 | Factory |  | SPF #1/#2 | Top Plate | 145.63 | 1.5 | 3.5 | N/A
Structural Framing | SF_Wood_Dimensional Lumber | 2x4 | 2x4 - SPF #1/#2 | Level 1 | 133-TWSVP | 426 | Factory |  | SPF #1/#2 | Top Plate | 145.63 | 1.5 | 3.5 | N/A
Structural Framing | SF_Wood_Dimensional Lumber | 2x4 | 2x4 - SPF #1/#2 | Level 1 | 133-TWSVP | 427 | Factory |  | SPF #1/#2 | Nog | 16 | 1.5 | 3.5 | N/A
Structural Framing | SF_Wood_Dimensional Lumber | 2x4 | 2x4 - SPF #1/#2 | Level 1 | 133-TWSVP | 428 | Factory |  | SPF #1/#2 | Nog | 16 | 1.5 | 3.5 | N/A
Structural Framing | SF_Wood_Dimensional Lumber | 2x4 | 2x4 - SPF #1/#2 | Level 1 | 138-TWSV | 429 | Factory |  | SPF #1/#2 | Top Plate | 8.5 | 1.5 | 3.5 | N/A
Structural Framing | SF_Wood_Dimensional Lumber | 2x4 | 2x4 - SPF #1/#2 | Level 1 | 138-TWSV | 430 | Factory |  | SPF #1/#2 | Top Plate | 8.5 | 1.5 | 3.5 | N/A
Structural Framing | SF_Wood_Dimensional Lumber | 2x4 | 2x4 - SPF #1/#2 | Level 1 | 118-TWSV | 432 | Factory |  | SPF #1/#2 | Top Plate | 54 | 1.5 | 3.5 | N/A
Structural Framing | SF_Wood_Dimensional Lumber | 2x4 | 2x4 - SPF #1/#2 | Level 1 | 118-TWSV | 433 | Factory |  | SPF #1/#2 | Header | 54 | 1.5 | 3.5 | N/A
Structural Framing | SF_Wood_Dimensional Lumber | 2x4 | 2x4 - SPF #1/#2 | Level 1 | 118-TWSV | 434 | Factory |  | SPF #1/#2 | Nog | 16 | 1.5 | 3.5 | N/A
Structural Framing | SF_Wood_Dimensional Lumber | 2x4 | 2x4 - SPF #1/#2 | Level 1 | 119-TWSVP | 435 | Factory |  | SPF #1/#2 | Nog | 16 | 1.5 | 3.5 | N/A
Structural Framing | SF_Wood_Dimensional Lumber | 2x4 | 2x4 - SPF #1/#2 | Level 1 | 119-TWSVP | 436 | Factory |  | SPF #1/#2 | Nog | 16 | 1.5 | 3.5 | N/A
Structural Framing | SF_Wood_Dimensional Lumber | 2x4 | 2x4 - SPF #1/#2 | Level 1 | 120-TWN | 437 | Factory |  | SPF #1/#2 | Top Plate | 20.06 | 1.5 | 3.5 | N/A
Structural Framing | SF_Wood_Dimensional Lumber | 2x4 | 2x4 - SPF #1/#2 | Level 1 | 121-TWN | 438 | Factory |  | SPF #1/#2 | Top Plate | 102.06 | 1.5 | 3.5 | N/A
Structural Framing | SF_Wood_Dimensional Lumber | 2x4 | 2x4 - SPF #1/#2 | Level 1 | 121-TWN | 439 | Factory |  | SPF #1/#2 | Header | 37 | 1.5 | 3.5 | N/A
Structural Framing | SF_Wood_Dimensional Lumber | 2x4 | 2x4 - SPF #1/#2 | Level 1 | 122-TWN | 440 | Factory |  | SPF #1/#2 | Top Plate | 150.06 | 1.5 | 3.5 | N/A
Structural Framing | SF_Wood_Dimensional Lumber | 2x4 | 2x4 - SPF #1/#2 | Level 1 | 122-TWN | 441 | Factory |  | SPF #1/#2 | Header | 37 | 1.5 | 3.5 | N/A
Structural Framing | SF_Wood_Dimensional Lumber | 2x4 | 2x4 - SPF #1/#2 | Level 1 | 125-TWN | 442 | Factory |  | SPF #1/#2 | Top Plate | 39 | 1.5 | 3.5 | N/A
Structural Framing | SF_Wood_Dimensional Lumber | 2x4 | 2x4 - SPF #1/#2 | Level 1 | 127-TWN | 443 | Factory |  | SPF #1/#2 | Top Plate | 102 | 1.5 | 3.5 | N/A
Structural Framing | SF_Wood_Dimensional Lumber | 2x4 | 2x4 - SPF #1/#2 | Level 1 | 127-TWN | 444 | Factory |  | SPF #1/#2 | Top Plate | 65.5 | 1.5 | 3.5 | N/A
Structural Framing | SF_Wood_Dimensional Lumber | 2x4 | 2x4 - SPF #1/#2 | Level 1 | 126-TWN | 445 | Factory |  | SPF #1/#2 | Top Plate | 41 | 1.5 | 3.5 | N/A
Structural Framing | SF_Wood_Dimensional Lumber | 2x4 | 2x4 - SPF #1/#2 | Level 1 | 126-TWN | 446 | Factory |  | SPF #1/#2 | Header | 36.5 | 1.5 | 3.5 | N/A
Structural Framing | SF_Wood_Dimensional Lumber | 2x4 | 2x4 - SPF #1/#2 | Level 1 | 124-TWN | 447 | Factory |  | SPF #1/#2 | Top Plate | 28.5 | 1.5 | 3.5 | N/A
Structural Framing | SF_Wood_Dimensional Lumber | 2x4 | 2x4 - SPF #1/#2 | Level 1 | 130-TWN | 448 | Factory |  | SPF #1/#2 | Top Plate | 127.06 | 1.5 | 3.5 | N/A
Structural Framing | SF_Wood_Dimensional Lumber | 2x4 | 2x4 - SPF #1/#2 | Level 1 | 130-TWN | 449 | Factory |  | SPF #1/#2 | Header | 75 | 1.5 | 3.5 | N/A
Structural Framing | SF_Wood_Dimensional Lumber | 2x4 | 2x4 - SPF #1/#2 | Level 1 | 131-TWSV | 450 | Factory |  | SPF #1/#2 | Top Plate | 127.03 | 1.5 | 3.5 | N/A
Structural Framing | SF_Wood_Dimensional Lumber | 2x4 | 2x4 - SPF #1/#2 | Level 1 | 131-TWSV | 451 | Factory |  | SPF #1/#2 | Header | 127.03 | 1.5 | 3.5 | N/A
Structural Framing | SF_Wood_Dimensional Lumber | 2x4 | 2x4 - SPF #1/#2 | Level 1 | 131-TWSV | 452 | Factory |  | SPF #1/#2 | Nog | 16 | 1.5 | 3.5 | N/A
Structural Framing | SF_Wood_Dimensional Lumber | 2x4 | 2x4 - SPF #1/#2 | Level 1 | 131-TWSV | 453 | Factory |  | SPF #1/#2 | Nog | 16 | 1.5 | 3.5 | N/A
Structural Framing | SF_Wood_Dimensional Lumber | 2x4 | 2x4 - SPF #1/#2 | Level 1 | 141-TWN | 454 | Factory |  | SPF #1/#2 | Top Plate | 86.5 | 1.5 | 3.5 | N/A
Structural Framing | SF_Wood_Dimensional Lumber | 2x4 | 2x4 - SPF #1/#2 | Level 1 | 142-TWN | 455 | Factory |  | SPF #1/#2 | Top Plate | 14.06 | 1.5 | 3.5 | N/A
Structural Framing | SF_Wood_Dimensional Lumber | 2x4 | 2x4 - SPF #1/#2 | Level 1 | 132-TWSV | 456 | Factory |  | SPF #1/#2 | Top Plate | 175 | 1.5 | 3.5 | N/A
Structural Framing | SF_Wood_Dimensional Lumber | 2x4 | 2x4 - SPF #1/#2 | Level 1 | 132-TWSV | 457 | Factory |  | SPF #1/#2 | Header | 175 | 1.5 | 3.5 | N/A
Structural Framing | SF_Wood_Dimensional Lumber | 2x4 | 2x4 - SPF #1/#2 | Level 1 | 132-TWSV | 458 | Factory |  | SPF #1/#2 | Nog | 16 | 1.5 | 3.5 | N/A
Structural Framing | SF_Wood_Dimensional Lumber | 2x4 | 2x4 - SPF #1/#2 | Level 1 | 132-TWSV | 459 | Factory |  | SPF #1/#2 | Nog | 16 | 1.5 | 3.5 | N/A
Structural Framing | SF_Wood_Dimensional Lumber | 2x4 | 2x4 - SPF #1/#2 | Level 1 | 132-TWSV | 460 | Factory |  | SPF #1/#2 | Nog | 16 | 1.5 | 3.5 | N/A
Structural Framing | SF_Wood_Dimensional Lumber | 2x6 | 2x6 - SPF #1/#2 | Level 1 | 105-TWNP | 461 | Factory |  | SPF #1/#2 | Nog | 43.84 | 1.5 | 5.5 | N/A
Structural Framing | SF_Wood_Dimensional Lumber | 2x6 | 2x6 - SPF #1/#2 | Level 1 | 112-TWNP | 462 | Factory |  | SPF #1/#2 | Top Plate | 163 | 1.5 | 5.5 | N/A
Structural Framing | SF_Wood_Dimensional Lumber | 2x4 | 2x4 - SPF #1/#2 | Level 1 | 139-TWSV | 464 | Factory |  | SPF #1/#2 | Header | 55 | 1.5 | 3.5 | N/A
Structural Framing | SF_Wood_Dimensional Lumber | 4x4 | 4x4 - DF #2 | Level 1 | 117-TWSV | 465 | Factory |  | DF #2 | Header | 41 | 3.5 | 3.5 | N/A
Structural Framing | SF_Wood_Dimensional Lumber | 2x6 | 2x6 - SPF #1/#2 | Level 1 | 119-TWSVP | 466 | Factory |  | SPF #1/#2 | Top Plate | 102.1 | 1.5 | 5.5 | N/A
Structural Framing | SF_Wood_Dimensional Lumber | 2x6 | 2x6 - SPF #1/#2 | Level 1 | 119-TWSVP | 467 | Factory |  | SPF #1/#2 | Top Plate | 102.1 | 1.5 | 5.5 | N/A
Structural Framing | SF_Wood_Dimensional Lumber | 2x6 | 2x6 - SPF #1/#2 | Level 1 | 123-TWNP | 468 | Factory |  | SPF #1/#2 | Top Plate | 77 | 1.5 | 5.5 | N/A
Structural Framing | SF_Wood_Dimensional Lumber | 2x6 | 2x6 - SPF #1/#2 | Level 1 | 129-TWN | 469 | Factory |  | SPF #1/#2 | Top Plate | 132.56 | 1.5 | 5.5 | N/A
Structural Framing | SF_Wood_Dimensional Lumber | 2x6 | 2x6 - SPF #1/#2 | Level 1 | 128-TWN | 470 | Factory |  | SPF #1/#2 | Top Plate | 9.75 | 1.5 | 5.5 | N/A
Structural Framing | SF_Wood_Dimensional Lumber | 3x4 | 3x4 - SPF Standard | Level 1 | 103-TWSV | 471 | Factory |  | SPF Standard | Nog | 16 | 2.5 | 3.5 | N/A
Structural Framing | SF_Wood_Dimensional Lumber | 3x4 | 3x4 - SPF Standard | Level 1 | 103-TWSV | 472 | Factory |  | SPF Standard | Nog | 16 | 2.5 | 3.5 | N/A
Structural Framing | SF_Wood_Dimensional Lumber | 3x4 | 3x4 - SPF Standard | Level 1 | 103-TWSV | 473 | Factory |  | SPF Standard | Nog | 16 | 2.5 | 3.5 | N/A
Structural Framing | SF_Wood_Dimensional Lumber | 3x4 | 3x4 - SPF Standard | Level 1 | 103-TWSV | 474 | Factory |  | SPF Standard | Nog | 16 | 2.5 | 3.5 | N/A
Structural Framing | SF_Wood_Dimensional Lumber | 3x4 | 3x4 - SPF Standard | Level 1 | 102-TWSV | 475 | Factory |  | SPF Standard | Nog | 16 | 2.5 | 3.5 | N/A
Structural Framing | SF_Wood_Dimensional Lumber | 3x4 | 3x4 - SPF Standard | Level 1 | 102-TWSV | 476 | Factory |  | SPF Standard | Nog | 16 | 2.5 | 3.5 | N/A
Structural Framing | SF_Wood_Dimensional Lumber | 3x4 | 3x4 - SPF Standard | Level 1 | 101-TWSV | 477 | Factory |  | SPF Standard | Nog | 16 | 2.5 | 3.5 | N/A
Structural Framing | SF_Wood_Dimensional Lumber | 3x4 | 3x4 - SPF Standard | Level 1 | 101-TWSV | 478 | Factory |  | SPF Standard | Nog | 16 | 2.5 | 3.5 | N/A
Structural Framing | SF_Wood_Dimensional Lumber | 3x4 | 3x4 - SPF Standard | Level 1 | 115-TWSV | 479 | Factory |  | SPF Standard | Nog | 16 | 2.5 | 3.5 | N/A
Structural Framing | SF_Wood_Dimensional Lumber | 3x4 | 3x4 - SPF Standard | Level 1 | 115-TWSV | 480 | Factory |  | SPF Standard | Nog | 16 | 2.5 | 3.5 | N/A
Structural Framing | SF_Wood_Dimensional Lumber | 3x4 | 3x4 - SPF Standard | Level 1 | 139-TWSV | 482 | Factory |  | SPF Standard | Nog | 16 | 2.5 | 3.5 | N/A
Structural Framing | SF_Wood_Dimensional Lumber | 3x4 | 3x4 - SPF Standard | Level 1 | 139-TWSV | 483 | Factory |  | SPF Standard | Nog | 16 | 2.5 | 3.5 | N/A
Structural Framing | SF_Wood_Dimensional Lumber | 3x4 | 3x4 - SPF Standard | Level 1 | 116-TWSV | 484 | Factory |  | SPF Standard | Nog | 16 | 2.5 | 3.5 | N/A
Structural Framing | SF_Wood_Dimensional Lumber | 3x4 | 3x4 - SPF Standard | Level 1 | 117-TWSV | 485 | Factory |  | SPF Standard | Nog | 5.44 | 2.5 | 3.5 | N/A
Structural Framing | SF_Wood_Dimensional Lumber | 3x4 | 3x4 - SPF Standard | Level 1 | 117-TWSV | 486 | Factory |  | SPF Standard | Nog | 5.44 | 2.5 | 3.5 | N/A
Structural Framing | SF_Wood_Dimensional Lumber | 3x4 | 3x4 - SPF Standard | Level 1 | 111-TWSV | 487 | Factory |  | SPF Standard | Nog | 16 | 2.5 | 3.5 | N/A
Structural Framing | SF_Wood_Dimensional Lumber | 3x4 | 3x4 - SPF Standard | Level 1 | 111-TWSV | 488 | Factory |  | SPF Standard | Nog | 16 | 2.5 | 3.5 | N/A
Structural Framing | SF_Wood_Dimensional Lumber | 3x4 | 3x4 - SPF Standard | Level 1 | 134-TWSV | 489 | Factory |  | SPF Standard | Nog | 16 | 2.5 | 3.5 | N/A
Structural Framing | SF_Wood_Dimensional Lumber | 3x4 | 3x4 - SPF Standard | Level 1 | 134-TWSV | 490 | Factory |  | SPF Standard | Nog | 16 | 2.5 | 3.5 | N/A
Structural Framing | SF_Wood_Dimensional Lumber | 3x4 | 3x4 - SPF Standard | Level 1 | 133-TWSVP | 491 | Factory |  | SPF Standard | Nog | 16 | 2.5 | 3.5 | N/A
Structural Framing | SF_Wood_Dimensional Lumber | 3x4 | 3x4 - SPF Standard | Level 1 | 133-TWSVP | 492 | Factory |  | SPF Standard | Nog | 16 | 2.5 | 3.5 | N/A
Structural Framing | SF_Wood_Dimensional Lumber | 3x4 | 3x4 - SPF Standard | Level 1 | 118-TWSV | 494 | Factory |  | SPF Standard | Nog | 16 | 2.5 | 3.5 | N/A
Structural Framing | SF_Wood_Dimensional Lumber | 3x4 | 3x4 - SPF Standard | Level 1 | 119-TWSVP | 495 | Factory |  | SPF Standard | Nog | 16 | 2.5 | 3.5 | N/A
Structural Framing | SF_Wood_Dimensional Lumber | 3x4 | 3x4 - SPF Standard | Level 1 | 119-TWSVP | 496 | Factory |  | SPF Standard | Nog | 16 | 2.5 | 3.5 | N/A
Structural Framing | SF_Wood_Dimensional Lumber | 3x4 | 3x4 - SPF Standard | Level 1 | 131-TWSV | 497 | Factory |  | SPF Standard | Nog | 16 | 2.5 | 3.5 | N/A
Structural Framing | SF_Wood_Dimensional Lumber | 3x4 | 3x4 - SPF Standard | Level 1 | 131-TWSV | 498 | Factory |  | SPF Standard | Nog | 16 | 2.5 | 3.5 | N/A
Structural Framing | SF_Wood_Dimensional Lumber | 3x4 | 3x4 - SPF Standard | Level 1 | 132-TWSV | 499 | Factory |  | SPF Standard | Nog | 16 | 2.5 | 3.5 | N/A
Structural Framing | SF_Wood_Dimensional Lumber | 3x4 | 3x4 - SPF Standard | Level 1 | 132-TWSV | 500 | Factory |  | SPF Standard | Nog | 16 | 2.5 | 3.5 | N/A
Structural Framing | SF_Wood_Dimensional Lumber | 2x4 | 2x4 - SPF #1/#2 | Level 1 | 106-TWN | 5000 | Factory |  | SPF #1/#2 | Nog | 5.75 | 1.5 | 3.5 | N/A
Structural Framing | SF_Wood_Dimensional Lumber | 3x4 | 3x4 - SPF Standard | Level 1 | 132-TWSV | 501 | Factory |  | SPF Standard | Nog | 16 | 2.5 | 3.5 | N/A
Structural Framing | SF_Wood_Dimensional Lumber | 2x4 Standard | 2x4 Standard - SPF Standard | Level 1 | 103-TWSV | 502 | Factory |  | SPF Standard | Bottom Plate | 240.06 | 1.5 | 3.5 | N/A
Structural Framing | SF_Wood_Dimensional Lumber | 2x4 Standard | 2x4 Standard - SPF Standard | Level 1 | 102-TWSV | 503 | Factory |  | SPF Standard | Bottom Plate | 80.56 | 1.5 | 3.5 | N/A
Structural Framing | SF_Wood_Dimensional Lumber | 2x4 PT | 2x4 PT - Pressure Treated SPF Standard | Level 1 | 104-TWN | 504 | Factory |  | Pressure Treated SPF Standard | Nog | 81.5 | 1.5 | 3.5 | N/A
Structural Framing | SF_Wood_Dimensional Lumber | 2x4 PT | 2x4 PT - Pressure Treated SPF Standard | Level 1 | 106-TWN | 505 | Factory |  | Pressure Treated SPF Standard | Bottom Plate | 33 | 1.5 | 3.5 | N/A
Structural Framing | SF_Wood_Dimensional Lumber | 2x4 PT | 2x4 PT - Pressure Treated SPF Standard | Level 1 | 110-TWN | 506 | Factory |  | Pressure Treated SPF Standard | Nog | 131.62 | 1.5 | 3.5 | N/A
Structural Framing | SF_Wood_Dimensional Lumber | 2x4 PT | 2x4 PT - Pressure Treated SPF Standard | Level 1 | 107-TWN | 507 | Factory |  | Pressure Treated SPF Standard | Nog | 69 | 1.5 | 3.5 | N/A
Structural Framing | SF_Wood_Dimensional Lumber | 2x4 Standard | 2x4 Standard - SPF Standard | Level 1 | 101-TWSV | 508 | Factory |  | SPF Standard | Bottom Plate | 135.5 | 1.5 | 3.5 | N/A
Structural Framing | SF_Wood_Dimensional Lumber | 2x4 PT | 2x4 PT - Pressure Treated SPF Standard | Level 1 | 108-TWN | 509 | Factory |  | Pressure Treated SPF Standard | Bottom Plate | 33 | 1.5 | 3.5 | N/A
Structural Framing | SF_Wood_Dimensional Lumber | 2x4 PT | 2x4 PT - Pressure Treated SPF Standard | Level 1 | 109-TWN | 510 | Factory |  | Pressure Treated SPF Standard | Bottom Plate | 25.25 | 1.5 | 3.5 | N/A
Structural Framing | SF_Wood_Dimensional Lumber | 2x4 PT | 2x4 PT - Pressure Treated SPF Standard | Level 1 | 113-TWN | 511 | Factory |  | Pressure Treated SPF Standard | Bottom Plate | 11.56 | 1.5 | 3.5 | N/A
Structural Framing | SF_Wood_Dimensional Lumber | 2x4 Standard | 2x4 Standard - SPF Standard | Level 1 | 115-TWSV | 512 | Factory |  | SPF Standard | Bottom Plate | 149.13 | 1.5 | 3.5 | N/A
Structural Framing | SF_Wood_Dimensional Lumber | 2x4 Standard | 2x4 Standard - SPF Standard | Level 1 | 137-TWSV | 513 | Factory |  | SPF Standard | Bottom Plate | 8.56 | 1.5 | 3.5 | N/A
Structural Framing | SF_Wood_Dimensional Lumber | 2x4 Standard | 2x4 Standard - SPF Standard | Level 1 | 139-TWSV | 514 | Factory |  | SPF Standard | Bottom Plate | 112.06 | 1.5 | 3.5 | N/A
Structural Framing | SF_Wood_Dimensional Lumber | 2x4 Standard | 2x4 Standard - SPF Standard | Level 1 | 116-TWSV | 515 | Factory |  | SPF Standard | Bottom Plate | 54 | 1.5 | 3.5 | N/A
Structural Framing | SF_Wood_Dimensional Lumber | 2x4 Standard | 2x4 Standard - SPF Standard | Level 1 | 117-TWSV | 516 | Factory |  | SPF Standard | Bottom Plate | 51.88 | 1.5 | 3.5 | N/A
Structural Framing | SF_Wood_Dimensional Lumber | 2x4 PT | 2x4 PT - Pressure Treated SPF Standard | Level 1 | 114-TWN | 517 | Factory |  | Pressure Treated SPF Standard | Bottom Plate | 115.56 | 1.5 | 3.5 | N/A
Structural Framing | SF_Wood_Dimensional Lumber | 2x4 Standard | 2x4 Standard - SPF Standard | Level 1 | 111-TWSV | 518 | Factory |  | SPF Standard | Bottom Plate | 161.5 | 1.5 | 3.5 | N/A
Structural Framing | SF_Wood_Dimensional Lumber | 2x4 Standard | 2x4 Standard - SPF Standard | Level 1 | 134-TWSV | 519 | Factory |  | SPF Standard | Bottom Plate | 147 | 1.5 | 3.5 | N/A
Structural Framing | SF_Wood_Dimensional Lumber | 2x4 PT | 2x4 PT - Pressure Treated SPF Standard | Level 1 | 136-TWN | 520 | Factory |  | Pressure Treated SPF Standard | Bottom Plate | 33.06 | 1.5 | 3.5 | N/A
Structural Framing | SF_Wood_Dimensional Lumber | 2x4 PT | 2x4 PT - Pressure Treated SPF Standard | Level 1 | 135-TWN | 521 | Factory |  | Pressure Treated SPF Standard | Bottom Plate | 26.56 | 1.5 | 3.5 | N/A
Structural Framing | SF_Wood_Dimensional Lumber | 2x4 Standard | 2x4 Standard - SPF Standard | Level 1 | 133-TWSVP | 522 | Factory |  | SPF Standard | Bottom Plate | 145.63 | 1.5 | 3.5 | N/A
Structural Framing | SF_Wood_Dimensional Lumber | 2x4 Standard | 2x4 Standard - SPF Standard | Level 1 | 138-TWSV | 523 | Factory |  | SPF Standard | Bottom Plate | 8.5 | 1.5 | 3.5 | N/A
Structural Framing | SF_Wood_Dimensional Lumber | 2x4 Standard | 2x4 Standard - SPF Standard | Level 1 | 118-TWSV | 524 | Factory |  | SPF Standard | Bottom Plate | 54 | 1.5 | 3.5 | N/A
Structural Framing | SF_Wood_Dimensional Lumber | 2x4 PT | 2x4 PT - Pressure Treated SPF Standard | Level 1 | 120-TWN | 525 | Factory |  | Pressure Treated SPF Standard | Bottom Plate | 20.06 | 1.5 | 3.5 | N/A
Structural Framing | SF_Wood_Dimensional Lumber | 2x4 PT | 2x4 PT - Pressure Treated SPF Standard | Level 1 | 121-TWN | 526 | Factory |  | Pressure Treated SPF Standard | Bottom Plate | 102.06 | 1.5 | 3.5 | N/A
Structural Framing | SF_Wood_Dimensional Lumber | 2x4 PT | 2x4 PT - Pressure Treated SPF Standard | Level 1 | 122-TWN | 527 | Factory |  | Pressure Treated SPF Standard | Bottom Plate | 150.06 | 1.5 | 3.5 | N/A
Structural Framing | SF_Wood_Dimensional Lumber | 2x4 PT | 2x4 PT - Pressure Treated SPF Standard | Level 1 | 125-TWN | 528 | Factory |  | Pressure Treated SPF Standard | Bottom Plate | 39 | 1.5 | 3.5 | N/A
Structural Framing | SF_Wood_Dimensional Lumber | 2x4 PT | 2x4 PT - Pressure Treated SPF Standard | Level 1 | 127-TWN | 529 | Factory |  | Pressure Treated SPF Standard | Bottom Plate | 102 | 1.5 | 3.5 | N/A
Structural Framing | SF_Wood_Dimensional Lumber | 2x4 PT | 2x4 PT - Pressure Treated SPF Standard | Level 1 | 126-TWN | 530 | Factory |  | Pressure Treated SPF Standard | Bottom Plate | 41 | 1.5 | 3.5 | N/A
Structural Framing | SF_Wood_Dimensional Lumber | 2x4 PT | 2x4 PT - Pressure Treated SPF Standard | Level 1 | 124-TWN | 531 | Factory |  | Pressure Treated SPF Standard | Bottom Plate | 28.5 | 1.5 | 3.5 | N/A
Structural Framing | SF_Wood_Dimensional Lumber | 2x4 PT | 2x4 PT - Pressure Treated SPF Standard | Level 1 | 130-TWN | 532 | Factory |  | Pressure Treated SPF Standard | Bottom Plate | 127.06 | 1.5 | 3.5 | N/A
Structural Framing | SF_Wood_Dimensional Lumber | 2x4 Standard | 2x4 Standard - SPF Standard | Level 1 | 131-TWSV | 533 | Factory |  | SPF Standard | Bottom Plate | 127.03 | 1.5 | 3.5 | N/A
Structural Framing | SF_Wood_Dimensional Lumber | 2x4 PT | 2x4 PT - Pressure Treated SPF Standard | Level 1 | 141-TWN | 534 | Factory |  | Pressure Treated SPF Standard | Bottom Plate | 86.5 | 1.5 | 3.5 | N/A
Structural Framing | SF_Wood_Dimensional Lumber | 2x4 PT | 2x4 PT - Pressure Treated SPF Standard | Level 1 | 142-TWN | 535 | Factory |  | Pressure Treated SPF Standard | Bottom Plate | 14.06 | 1.5 | 3.5 | N/A
Structural Framing | SF_Wood_Dimensional Lumber | 2x4 Standard | 2x4 Standard - SPF Standard | Level 1 | 132-TWSV | 536 | Factory |  | SPF Standard | Bottom Plate | 175 | 1.5 | 3.5 | N/A
Structural Framing | SF_Wood_Dimensional Lumber | 2x6 PT | 2x6 PT - Pressure Treated SPF Standard | Level 1 | 105-TWNP | 537 | Factory |  | Pressure Treated SPF Standard | Nog | 43.84 | 1.5 | 5.5 | N/A
Structural Framing | SF_Wood_Dimensional Lumber | 2x6 PT | 2x6 PT - Pressure Treated SPF Standard | Level 1 | 112-TWNP | 538 | Factory |  | Pressure Treated SPF Standard | Bottom Plate | 163.5 | 1.5 | 5.5 | N/A
Structural Framing | SF_Wood_Dimensional Lumber | 2x6 Standard | 2x6 Standard - SPF Standard | Level 1 | 119-TWSVP | 539 | Factory |  | SPF Standard | Bottom Plate | 102.1 | 1.5 | 5.5 | N/A
Structural Framing | SF_Wood_Dimensional Lumber | 2x6 PT | 2x6 PT - Pressure Treated SPF Standard | Level 1 | 123-TWNP | 540 | Factory |  | Pressure Treated SPF Standard | Bottom Plate | 77 | 1.5 | 5.5 | N/A
Structural Framing | SF_Wood_Dimensional Lumber | 2x6 PT | 2x6 PT - Pressure Treated SPF Standard | Level 1 | 129-TWN | 541 | Factory |  | Pressure Treated SPF Standard | Bottom Plate | 132.56 | 1.5 | 5.5 | N/A
Structural Framing | SF_Wood_Dimensional Lumber | 2x6 PT | 2x6 PT - Pressure Treated SPF Standard | Level 1 | 128-TWN | 542 | Factory |  | Pressure Treated SPF Standard | Bottom Plate | 9.75 | 1.5 | 5.5 | N/A
Structural Framing | SF_Wood_Dimensional Lumber | 2x4 | 2x4 - SPF #1/#2 | Level 1 | 101-TWSV | 543 | Factory |  | SPF #1/#2 | Nog | 13.25 | 1.5 | 3.5 | N/A
Structural Framing | SF_Wood_Dimensional Lumber | 2x4 | 2x4 - SPF #1/#2 | Level 1 | 101-TWSV | 544 | Factory |  | SPF #1/#2 | Nog | 13.25 | 1.5 | 3.5 | N/A
Structural Framing | SF_Wood_Dimensional Lumber | 2x4 | 2x4 - SPF #1/#2 | Level 1 | 107-TWN | 545 | Factory |  | SPF #1/#2 | Nog | 18.25 | 1.5 | 3.5 | N/A
Structural Framing | SF_Wood_Dimensional Lumber | 2x4 | 2x4 - SPF #1/#2 | Level 1 | 107-TWN | 546 | Factory |  | SPF #1/#2 | Nog | 5.75 | 1.5 | 3.5 | N/A
Structural Framing | SF_Wood_Dimensional Lumber | 2x4 | 2x4 - SPF #1/#2 | Level 1 | 105-TWNP | 547 | Factory |  | SPF #1/#2 | Nog | 5.75 | 1.5 | 3.5 | N/A
Structural Framing | SF_Wood_Dimensional Lumber | 2x4 | 2x4 - SPF #1/#2 | Level 1 | 110-TWN | 548 | Factory |  | SPF #1/#2 | Nog | 5.75 | 1.5 | 3.5 | N/A
Structural Framing | SF_Wood_Dimensional Lumber | 2x4 | 2x4 - SPF #1/#2 | Level 1 | 110-TWN | 549 | Factory |  | SPF #1/#2 | Nog | 5.75 | 1.5 | 3.5 | N/A
Structural Framing | SF_Wood_Dimensional Lumber | 2x4 | 2x4 - SPF #1/#2 | Level 1 | 118-TWSV | 550 | Factory |  | SPF #1/#2 | Nog | 5.75 | 1.5 | 3.5 | N/A
Structural Framing | SF_Wood_Dimensional Lumber | 2x4 | 2x4 - SPF #1/#2 | Level 1 | 118-TWSV | 551 | Factory |  | SPF #1/#2 | Nog | 5.75 | 1.5 | 3.5 | N/A
Structural Framing | SF_Wood_Dimensional Lumber | 2x4 | 2x4 - SPF #1/#2 | Level 1 | 118-TWSV | 552 | Factory |  | SPF #1/#2 | Nog | 5.75 | 1.5 | 3.5 | N/A
Structural Framing | SF_Wood_Dimensional Lumber | 2x4 | 2x4 - SPF #1/#2 | Level 1 | 119-TWSVP | 554 | Factory |  | SPF #1/#2 | Nog | 5.75 | 1.5 | 3.5 | N/A
Structural Framing | SF_Wood_Dimensional Lumber | 2x4 | 2x4 - SPF #1/#2 | Level 1 | 119-TWSVP | 555 | Factory |  | SPF #1/#2 | Nog | 5.75 | 1.5 | 3.5 | N/A
Structural Framing | SF_Wood_Dimensional Lumber | 2x4 | 2x4 - SPF #1/#2 | Level 1 | 120-TWN | 557 | Factory |  | SPF #1/#2 | Nog | 5.75 | 1.5 | 3.5 | N/A
Structural Framing | SF_Wood_Dimensional Lumber | 2x4 | 2x4 - SPF #1/#2 | Level 1 | 121-TWN | 558 | Factory |  | SPF #1/#2 | Nog | 5.75 | 1.5 | 3.5 | N/A
Structural Framing | SF_Wood_Dimensional Lumber | 2x4 | 2x4 - SPF #1/#2 | Level 1 | 121-TWN | 559 | Factory |  | SPF #1/#2 | Nog | 5.75 | 1.5 | 3.5 | N/A
Structural Framing | SF_Wood_Dimensional Lumber | 2x4 | 2x4 - SPF #1/#2 | Level 1 | 121-TWN | 560 | Factory |  | SPF #1/#2 | Nog | 5.75 | 1.5 | 3.5 | N/A
Structural Framing | SF_Wood_Dimensional Lumber | 2x4 | 2x4 - SPF #1/#2 | Level 1 | 122-TWN | 562 | Factory |  | SPF #1/#2 | Nog | 5.75 | 1.5 | 3.5 | N/A
Structural Framing | SF_Wood_Dimensional Lumber | 2x4 | 2x4 - SPF #1/#2 | Level 1 | 129-TWN | 563 | Factory |  | SPF #1/#2 | Nog | 5.75 | 1.5 | 3.5 | N/A
Structural Framing | SF_Wood_Dimensional Lumber | 2x4 | 2x4 - SPF #1/#2 | Level 1 | 129-TWN | 564 | Factory |  | SPF #1/#2 | Nog | 5.75 | 1.5 | 3.5 | N/A
Structural Framing | SF_Wood_Dimensional Lumber | 2x4 | 2x4 - SPF #1/#2 | Level 1 | 129-TWN | 565 | Factory |  | SPF #1/#2 | Nog | 5.75 | 1.5 | 3.5 | N/A
Structural Framing | SF_Wood_Dimensional Lumber | 2x4 | 2x4 - SPF #1/#2 | Level 1 | 129-TWN | 566 | Factory |  | SPF #1/#2 | Nog | 5.75 | 1.5 | 3.5 | N/A
Structural Framing | SF_Wood_Dimensional Lumber | 2x4 | 2x4 - SPF #1/#2 | Level 1 | 129-TWN | 567 | Factory |  | SPF #1/#2 | Nog | 5.75 | 1.5 | 3.5 | N/A
Structural Framing | SF_Wood_Dimensional Lumber | 2x4 | 2x4 - SPF #1/#2 | Level 1 | 129-TWN | 568 | Factory |  | SPF #1/#2 | Nog | 5.75 | 1.5 | 3.5 | N/A
Structural Framing | SF_Wood_Dimensional Lumber | 2x4 | 2x4 - SPF #1/#2 | Level 1 | 129-TWN | 569 | Factory |  | SPF #1/#2 | Nog | 5.75 | 1.5 | 3.5 | N/A
Structural Framing | SF_Wood_Dimensional Lumber | 2x4 | 2x4 - SPF #1/#2 | Level 1 | 129-TWN | 570 | Factory |  | SPF #1/#2 | Nog | 5.75 | 1.5 | 3.5 | N/A
Structural Framing | SF_Wood_Dimensional Lumber | 2x4 | 2x4 - SPF #1/#2 | Level 1 | 133-TWSVP | 571 | Factory |  | SPF #1/#2 | Nog | 5.75 | 1.5 | 3.5 | N/A
Structural Framing | SF_Wood_Dimensional Lumber | 2x4 | 2x4 - SPF #1/#2 | Level 1 | 133-TWSVP | 572 | Factory |  | SPF #1/#2 | Nog | 5.75 | 1.5 | 3.5 | N/A
Structural Framing | SF_Wood_Dimensional Lumber | 2x4 | 2x4 - SPF #1/#2 | Level 1 | 133-TWSVP | 573 | Factory |  | SPF #1/#2 | Nog | 5.75 | 1.5 | 3.5 | N/A
Structural Framing | SF_Wood_Dimensional Lumber | 2x4 | 2x4 - SPF #1/#2 | Level 1 | 133-TWSVP | 574 | Factory |  | SPF #1/#2 | Nog | 5.75 | 1.5 | 3.5 | N/A
Structural Framing | SF_Wood_Dimensional Lumber | 2x4 | 2x4 - SPF #1/#2 | Level 1 | 106-TWN | 6000 | Factory |  | SPF #1/#2 | Nog | 5.75 | 1.5 | 3.5 | N/A
Structural Framing | SF_Wood_Dimensional Lumber | 2x4 | 2x4 - SPF #1/#2 | Level 1 | 140-TWSV | 6196657 | Factory |  | SPF #1/#2 | Header | 55 | 1.5 | 3.5 | N/A
Structural Framing | SF_Wood_Dimensional Lumber | 2x4 | 2x4 - SPF #1/#2 | Level 1 | 140-TWSV | 6196732 | Factory |  | SPF #1/#2 | Header | 55 | 1.5 | 3.5 | N/A
Structural Framing | SF_Wood_Dimensional Lumber | 2x4 | 2x4 - SPF #1/#2 | Level 1 | FL1_StructuralFraming | 6405819 | Factory |  | SPF #1/#2 | Nog | 5.75 | 1.5 | 3.5 | N/A
Structural Framing | SF_Wood_Dimensional Lumber | 2x4 | 2x4 - SPF #1/#2 | Level 1 | 133-TWSVP | 6407922 | Factory |  | SPF #1/#2 | Nog | 5.75 | 1.5 | 3.5 | N/A
Structural Framing | SF_Wood_Dimensional Lumber | 2x4 | 2x4 - SPF #1/#2 | Level 1 | 133-TWSVP | 6408422 | Factory |  | SPF #1/#2 | Nog | 5.75 | 1.5 | 3.5 | N/A
Structural Framing | SF_Wood_Dimensional Lumber | 2x4 | 2x4 - SPF #1/#2 | Level 1 | 133-TWSVP | 6408556 | Factory |  | SPF #1/#2 | Nog | 5.75 | 1.5 | 3.5 | N/A
Structural Framing | SF_Wood_Dimensional Lumber | 2x4 | 2x4 - SPF #1/#2 | Level 1 | 133-TWSVP | 6408678 | Factory |  | SPF #1/#2 | Nog | 5.75 | 1.5 | 3.5 | N/A
Structural Framing | SF_Wood_Dimensional Lumber | G1 | G1 - SPF #1/#2 | Level 1 Top Plate | FL1 Top Plate_StructuralFraming | 6527854 | Site |  | SPF #1/#2 |  | 322 | 1.5 | 3.5 | N/A
Structural Framing | SF_Wood_Dimensional Lumber | A1 | A1 - SPF #1/#2 | Level 1 | FL1_StructuralFraming | 6527866 | Site |  | SPF #1/#2 |  | 320 | 1.5 | 3.5 | N/A
Structural Framing | SF_Wood_Dimensional Lumber | A2 | A2 - SPF #1/#2 | Level 1 | FL1_StructuralFraming | 6527870 | Site |  | SPF #1/#2 |  | 322 | 1.5 | 3.5 | N/A
Structural Framing | SF_Wood_Dimensional Lumber | J1 | J1 - SPF #1/#2 | Level 1 | FL1_StructuralFraming | 6527895 | Site |  | SPF #1/#2 |  | 47.78 | 1.5 | 3.5 | N/A
Structural Framing | SF_Wood_Dimensional Lumber | J2 | J2 - SPF #1/#2 | Level 1 | FL1_StructuralFraming | 6527898 | Site |  | SPF #1/#2 |  | 44.75 | 1.5 | 3.5 | N/A
Structural Framing | SF_Wood_Dimensional Lumber | H1 | H1 - SPF #1/#2 | Level 1 | FL1_StructuralFraming | 6532658 | Site |  | SPF #1/#2 |  | 85.91 | 1.5 | 3.5 | N/A
Structural Framing | SF_Wood_Dimensional Lumber | B2 | B2 - SPF #1/#2 | Level 1 | FL1_StructuralFraming | 6535303 | Site |  | SPF #1/#2 |  | 112 | 1.5 | 3.5 | N/A
Structural Framing | SF_Wood_Dimensional Lumber | A1 | A1 - SPF #1/#2 | Level 1 | FL1_StructuralFraming | 6536325 | Site |  | SPF #1/#2 |  | 320 | 1.5 | 3.5 | N/A
Structural Framing | SF_Wood_Dimensional Lumber | A1 | A1 - SPF #1/#2 | Level 1 | FL1_StructuralFraming | 6536333 | Site |  | SPF #1/#2 |  | 320 | 1.5 | 3.5 | N/A
Structural Framing | SF_Wood_Dimensional Lumber | A2 | A2 - SPF #1/#2 | Level 1 | FL1_StructuralFraming | 6536578 | Site |  | SPF #1/#2 |  | 322 | 1.5 | 3.5 | N/A
Structural Framing | SF_Wood_Dimensional Lumber | A2 | A2 - SPF #1/#2 | Level 1 | FL1_StructuralFraming | 6536588 | Site |  | SPF #1/#2 |  | 322 | 1.5 | 3.5 | N/A
Structural Framing | SF_Wood_Dimensional Lumber | A2 | A2 - SPF #1/#2 | Level 1 | FL1_StructuralFraming | 6536597 | Site |  | SPF #1/#2 |  | 322 | 1.5 | 3.5 | N/A
Structural Framing | SF_Wood_Dimensional Lumber | A1 | A1 - SPF #1/#2 | Level 1 | FL1_StructuralFraming | 6536605 | Site |  | SPF #1/#2 |  | 322 | 1.5 | 3.5 | N/A
Structural Framing | SF_Wood_Dimensional Lumber | J1 | J1 - SPF #1/#2 | Level 1 | FL1_StructuralFraming | 6537502 | Site |  | SPF #1/#2 |  | 47.93 | 1.5 | 3.5 | N/A
Structural Framing | SF_Wood_Dimensional Lumber | J1 | J1 - SPF #1/#2 | Level 1 | FL1_StructuralFraming | 6537550 | Site |  | SPF #1/#2 |  | 47.78 | 1.5 | 3.5 | N/A
Structural Framing | SF_Wood_Dimensional Lumber | H1 | H1 - SPF #1/#2 | Level 1 | FL1_StructuralFraming | 6537693 | Site |  | SPF #1/#2 |  | 83.79 | 1.5 | 3.5 | N/A
Structural Framing | SF_Wood_Dimensional Lumber | A1 | A1 - SPF #1/#2 | Level 1 | FL1_StructuralFraming | 6537741 | Site |  | SPF #1/#2 |  | 320 | 1.5 | 3.5 | N/A
Structural Framing | SF_Wood_Dimensional Lumber | A1 | A1 - SPF #1/#2 | Level 1 | FL1_StructuralFraming | 6537823 | Site |  | SPF #1/#2 |  | 320 | 1.5 | 3.5 | N/A
Structural Framing | SF_Wood_Dimensional Lumber | A1 | A1 - SPF #1/#2 | Level 1 | FL1_StructuralFraming | 6537830 | Site |  | SPF #1/#2 |  | 320 | 1.5 | 3.5 | N/A
Structural Framing | SF_Wood_Dimensional Lumber | A1 | A1 - SPF #1/#2 | Level 1 | FL1_StructuralFraming | 6537838 | Site |  | SPF #1/#2 |  | 320 | 1.5 | 3.5 | N/A
Structural Framing | SF_Wood_Dimensional Lumber | A1 | A1 - SPF #1/#2 | Level 1 | FL1_StructuralFraming | 6537845 | Site |  | SPF #1/#2 |  | 320 | 1.5 | 3.5 | N/A
Structural Framing | SF_Wood_Dimensional Lumber | A1 | A1 - SPF #1/#2 | Level 1 | FL1_StructuralFraming | 6537852 | Site |  | SPF #1/#2 |  | 320 | 1.5 | 3.5 | N/A
Structural Framing | SF_Wood_Dimensional Lumber | J2 | J2 - SPF #1/#2 | Level 1 | FL1_StructuralFraming | 6538199 | Site |  | SPF #1/#2 |  | 47.78 | 1.5 | 3.5 | N/A
Structural Framing | SF_Wood_Dimensional Lumber | J2 | J2 - SPF #1/#2 | Level 1 | FL1_StructuralFraming | 6538209 | Site |  | SPF #1/#2 |  | 47.78 | 1.5 | 3.5 | N/A
Structural Framing | SF_Wood_Dimensional Lumber | J2 | J2 - SPF #1/#2 | Level 1 | FL1_StructuralFraming | 6538219 | Site |  | SPF #1/#2 |  | 47.78 | 1.5 | 3.5 | N/A
Structural Framing | SF_Wood_Dimensional Lumber | J2 | J2 - SPF #1/#2 | Level 1 | FL1_StructuralFraming | 6538228 | Site |  | SPF #1/#2 |  | 47.78 | 1.5 | 3.5 | N/A
Structural Framing | SF_Wood_Dimensional Lumber | J2 | J2 - SPF #1/#2 | Level 1 | FL1_StructuralFraming | 6538237 | Site |  | SPF #1/#2 |  | 47.78 | 1.5 | 3.5 | N/A
Structural Framing | SF_Wood_Dimensional Lumber | J2 | J2 - SPF #1/#2 | Level 1 | FL1_StructuralFraming | 6538246 | Site |  | SPF #1/#2 |  | 47.78 | 1.5 | 3.5 | N/A
Structural Framing | SF_Wood_Dimensional Lumber | J2 | J2 - SPF #1/#2 | Level 1 | FL1_StructuralFraming | 6538256 | Site |  | SPF #1/#2 |  | 47.78 | 1.5 | 3.5 | N/A
Structural Framing | SF_Wood_Dimensional Lumber | J2 | J2 - SPF #1/#2 | Level 1 | FL1_StructuralFraming | 6538265 | Site |  | SPF #1/#2 |  | 47.78 | 1.5 | 3.5 | N/A
Structural Framing | SF_Wood_Dimensional Lumber | J2 | J2 - SPF #1/#2 | Level 1 | FL1_StructuralFraming | 6538274 | Site |  | SPF #1/#2 |  | 47.5 | 1.5 | 3.5 | N/A
Structural Framing | SF_Wood_Dimensional Lumber | J2 | J2 - SPF #1/#2 | Level 1 | FL1_StructuralFraming | 6538361 | Site |  | SPF #1/#2 |  | 47.78 | 1.5 | 3.5 | N/A
Structural Framing | SF_Wood_Dimensional Lumber | G1 | G1 - SPF #1/#2 | Level 1 Top Plate | FL1 Top Plate_StructuralFraming | 6538914 | Site |  | SPF #1/#2 |  | 322 | 1.5 | 3.5 | N/A
Structural Framing | SF_Wood_Dimensional Lumber | J1 | J1 - SPF #1/#2 | Level 1 | FL1_StructuralFraming | 6538915 | Site |  | SPF #1/#2 |  | 47.78 | 1.5 | 3.5 | N/A
Structural Framing | SF_Wood_Dimensional Lumber | J2 | J2 - SPF #1/#2 | Level 1 | FL1_StructuralFraming | 6538916 | Site |  | SPF #1/#2 |  | 47.78 | 1.5 | 3.5 | N/A
Structural Framing | SF_Wood_Dimensional Lumber | H1 | H1 - SPF #1/#2 | Level 1 | FL1_StructuralFraming | 6538917 | Site |  | SPF #1/#2 |  | 85.91 | 1.5 | 3.5 | N/A
Structural Framing | SF_Wood_Dimensional Lumber | J1 | J1 - SPF #1/#2 | Level 1 | FL1_StructuralFraming | 6538919 | Site |  | SPF #1/#2 |  | 46.28 | 1.5 | 3.5 | N/A
Structural Framing | SF_Wood_Dimensional Lumber | J1 | J1 - SPF #1/#2 | Level 1 | FL1_StructuralFraming | 6538921 | Site |  | SPF #1/#2 |  | 47.78 | 1.5 | 3.5 | N/A
Structural Framing | SF_Wood_Dimensional Lumber | J1 | J1 - SPF #1/#2 | Level 1 | FL1_StructuralFraming | 6538923 | Site |  | SPF #1/#2 |  | 46.28 | 1.5 | 3.5 | N/A
Structural Framing | SF_Wood_Dimensional Lumber | H1 | H1 - SPF #1/#2 | Level 1 | FL1_StructuralFraming | 6538926 | Site |  | SPF #1/#2 |  | 83.79 | 1.5 | 3.5 | N/A
Structural Framing | SF_Wood_Dimensional Lumber | J2 | J2 - SPF #1/#2 | Level 1 | FL1_StructuralFraming | 6538930 | Site |  | SPF #1/#2 |  | 48.5 | 1.5 | 3.5 | N/A
Structural Framing | SF_Wood_Dimensional Lumber | J2 | J2 - SPF #1/#2 | Level 1 | FL1_StructuralFraming | 6538932 | Site |  | SPF #1/#2 |  | 47.78 | 1.5 | 3.5 | N/A
Structural Framing | SF_Wood_Dimensional Lumber | J2 | J2 - SPF #1/#2 | Level 1 | FL1_StructuralFraming | 6538934 | Site |  | SPF #1/#2 |  | 47.78 | 1.5 | 3.5 | N/A
Structural Framing | SF_Wood_Dimensional Lumber | J2 | J2 - SPF #1/#2 | Level 1 | FL1_StructuralFraming | 6538936 | Site |  | SPF #1/#2 |  | 47.78 | 1.5 | 3.5 | N/A
Structural Framing | SF_Wood_Dimensional Lumber | J2 | J2 - SPF #1/#2 | Level 1 | FL1_StructuralFraming | 6538938 | Site |  | SPF #1/#2 |  | 47.78 | 1.5 | 3.5 | N/A
Structural Framing | SF_Wood_Dimensional Lumber | J2 | J2 - SPF #1/#2 | Level 1 | FL1_StructuralFraming | 6538940 | Site |  | SPF #1/#2 |  | 47.78 | 1.5 | 3.5 | N/A
Structural Framing | SF_Wood_Dimensional Lumber | J2 | J2 - SPF #1/#2 | Level 1 | FL1_StructuralFraming | 6538942 | Site |  | SPF #1/#2 |  | 47.78 | 1.5 | 3.5 | N/A
Structural Framing | SF_Wood_Dimensional Lumber | J2 | J2 - SPF #1/#2 | Level 1 | FL1_StructuralFraming | 6538944 | Site |  | SPF #1/#2 |  | 47.78 | 1.5 | 3.5 | N/A
Structural Framing | SF_Wood_Dimensional Lumber | J2 | J2 - SPF #1/#2 | Level 1 | FL1_StructuralFraming | 6538946 | Site |  | SPF #1/#2 |  | 47.78 | 1.5 | 3.5 | N/A
Structural Framing | SF_Wood_Dimensional Lumber | J2 | J2 - SPF #1/#2 | Level 1 | FL1_StructuralFraming | 6538948 | Site |  | SPF #1/#2 |  | 46.28 | 1.5 | 3.5 | N/A
Structural Framing | SF_Wood_Dimensional Lumber | A2 | A2 - SPF #1/#2 | Level 1 | FL1_StructuralFraming | 6541281 | Site |  | SPF #1/#2 |  | 322 | 1.5 | 3.5 | N/A
Structural Framing | SF_Wood_Dimensional Lumber | A1 | A1 - SPF #1/#2 | Level 1 | FL1_StructuralFraming | 6543249 | Site |  | SPF #1/#2 |  | 320 | 1.5 | 3.5 | N/A
Structural Framing | SF_Wood_Dimensional Lumber | G2 | G2 - SPF #1/#2 | Level 1 | FL1_StructuralFraming | 6544121 | Site |  | SPF #1/#2 |  | 112 | 1.5 | 3.5 | N/A
Structural Framing | SF_Wood_Dimensional Lumber | 2x4 | 2x4 - SPF #1/#2 | Level 1 | FL1_StructuralFraming | 6545700 | Site |  | SPF #1/#2 |  | 17.25 | 1.5 | 3.5 | N/A
Structural Framing | SF_Wood_Dimensional Lumber | 2x4 | 2x4 - SPF #1/#2 | Level 1 | FL1_StructuralFraming | 6546449 | Site |  | SPF #1/#2 |  | 17.25 | 1.5 | 3.5 | N/A
Structural Framing | SF_Wood_Dimensional Lumber | 2x4 | 2x4 - SPF #1/#2 | Level 1 | FL1_StructuralFraming | 6546457 | Site |  | SPF #1/#2 |  | 17.25 | 1.5 | 3.5 | N/A
Structural Framing | SF_Wood_Dimensional Lumber | 2x4 | 2x4 - SPF #1/#2 | Level 1 | FL1_StructuralFraming | 6546590 | Site |  | SPF #1/#2 |  | 17.25 | 1.5 | 3.5 | N/A
Structural Framing | SF_Wood_Dimensional Lumber | 2x4 | 2x4 - SPF #1/#2 | Level 1 | FL1_StructuralFraming | 6546598 | Site |  | SPF #1/#2 |  | 11.5 | 1.5 | 3.5 | N/A
Structural Framing | SF_Wood_Dimensional Lumber | 2x4 | 2x4 - SPF #1/#2 | Level 1 | FL1_StructuralFraming | 6546728 | Site |  | SPF #1/#2 |  | 11.5 | 1.5 | 3.5 | N/A
Structural Framing | SF_Wood_Dimensional Lumber | 2x4 | 2x4 - SPF #1/#2 | Level 1 | FL1_StructuralFraming | 6546734 | Site |  | SPF #1/#2 |  | 18.25 | 1.5 | 3.5 | N/A
Structural Framing | SF_Wood_Dimensional Lumber | 2x4 | 2x4 - SPF #1/#2 | Level 1 | FL1_StructuralFraming | 6546904 | Site |  | SPF #1/#2 |  | 18.25 | 1.5 | 3.5 | N/A
Structural Framing | SF_Wood_Dimensional Lumber | 2x4 | 2x4 - SPF #1/#2 | Level 1 | FL1_StructuralFraming | 6546975 | Site |  | SPF #1/#2 |  | 18.25 | 1.5 | 3.5 | N/A
Structural Framing | SF_Wood_Dimensional Lumber | 2x4 | 2x4 - SPF #1/#2 | Level 1 | FL1_StructuralFraming | 6547056 | Site |  | SPF #1/#2 |  | 6.75 | 1.5 | 3.5 | N/A
Structural Framing | SF_Wood_Dimensional Lumber | 2x4 | 2x4 - SPF #1/#2 | Level 1 | FL1_StructuralFraming | 6547201 | Site |  | SPF #1/#2 |  | 16.75 | 1.5 | 3.5 | N/A
Structural Framing | SF_Wood_Dimensional Lumber | 2x4 | 2x4 - SPF #1/#2 | Level 1 | FL1_StructuralFraming | 6547290 | Site |  | SPF #1/#2 |  | 16.75 | 1.5 | 3.5 | N/A
Structural Framing | SF_Wood_Dimensional Lumber | 2x4 | 2x4 - SPF #1/#2 | Level 1 | FL1_StructuralFraming | 6547324 | Site |  | SPF #1/#2 |  | 16.75 | 1.5 | 3.5 | N/A
Structural Framing | SF_Wood_Dimensional Lumber | 2x4 | 2x4 - SPF #1/#2 | Level 1 | FL1_StructuralFraming | 6547332 | Site |  | SPF #1/#2 |  | 16.75 | 1.5 | 3.5 | N/A
Structural Framing | SF_Wood_Dimensional Lumber | 2x4 | 2x4 - SPF #1/#2 | Level 1 | FL1_StructuralFraming | 6547409 | Site |  | SPF #1/#2 |  | 16.75 | 1.5 | 3.5 | N/A
Structural Framing | SF_Wood_Dimensional Lumber | 2x4 | 2x4 - SPF #1/#2 | Level 1 | FL1_StructuralFraming | 6547417 | Site |  | SPF #1/#2 |  | 17 | 1.5 | 3.5 | N/A
Structural Framing | SF_Wood_Dimensional Lumber | 2x4 | 2x4 - SPF #1/#2 | Level 1 | FL1_StructuralFraming | 6547558 | Site |  | SPF #1/#2 |  | 17 | 1.5 | 3.5 | N/A
Structural Framing | SF_Wood_Dimensional Lumber | 2x4 | 2x4 - SPF #1/#2 | Level 1 | FL1_StructuralFraming | 6547872 | Site |  | SPF #1/#2 |  | 25.5 | 1.5 | 3.5 | N/A
Structural Framing | SF_Wood_Dimensional Lumber | 2x4 | 2x4 - SPF #1/#2 | Level 1 Top Plate | FL1 Top Plate_StructuralFraming | 6549557 | Site |  | SPF #1/#2 |  | 194.54 | 1.5 | 3.5 | N/A
Structural Framing | SF_Wood_Dimensional Lumber | 2x4 | 2x4 - SPF #1/#2 | Level 1 Top Plate | FL1 Top Plate_StructuralFraming | 6550270 | Site |  | SPF #1/#2 |  | 194.54 | 1.5 | 3.5 | N/A
Structural Framing | SF_Wood_Dimensional Lumber | A1 | A1 - SPF #1/#2 | Level 1 Top Plate | FL1 Top Plate_StructuralFraming | 6550332 | Site |  | SPF #1/#2 |  | 194.54 | 1.5 | 3.5 | N/A
Structural Framing | SF_Wood_Dimensional Lumber | A1 | A1 - SPF #1/#2 | Level 1 Top Plate | FL1 Top Plate_StructuralFraming | 6550334 | Site |  | SPF #1/#2 |  | 194.54 | 1.5 | 3.5 | N/A
Structural Framing | SF_Wood_Dimensional Lumber | A1 | A1 - SPF #1/#2 | Level 1 Top Plate | FL1 Top Plate_StructuralFraming | 6550343 | Site |  | SPF #1/#2 |  | 194.54 | 1.5 | 3.5 | N/A
Structural Framing | SF_Wood_Dimensional Lumber | A1 | A1 - SPF #1/#2 | Level 1 Top Plate | FL1 Top Plate_StructuralFraming | 6550344 | Site |  | SPF #1/#2 |  | 194.54 | 1.5 | 3.5 | N/A
Structural Framing | SF_Wood_Dimensional Lumber | A1 | A1 - SPF #1/#2 | Level 1 Top Plate | FL1 Top Plate_StructuralFraming | 6550353 | Site |  | SPF #1/#2 |  | 194.54 | 1.5 | 3.5 | N/A
Structural Framing | SF_Wood_Dimensional Lumber | A1 | A1 - SPF #1/#2 | Level 1 Top Plate | FL1 Top Plate_StructuralFraming | 6550354 | Site |  | SPF #1/#2 |  | 194.54 | 1.5 | 3.5 | N/A
Structural Framing | SF_Wood_Dimensional Lumber | A2 | A2 - SPF #1/#2 | Level 1 Top Plate | FL1 Top Plate_StructuralFraming | 6550363 | Site |  | SPF #1/#2 |  | 194.54 | 1.5 | 3.5 | N/A
Structural Framing | SF_Wood_Dimensional Lumber | A2 | A2 - SPF #1/#2 | Level 1 Top Plate | FL1 Top Plate_StructuralFraming | 6550364 | Site |  | SPF #1/#2 |  | 194.54 | 1.5 | 3.5 | N/A
Structural Framing | SF_Wood_Dimensional Lumber | A2 | A2 - SPF #1/#2 | Level 1 Top Plate | FL1 Top Plate_StructuralFraming | 6550374 | Site |  | SPF #1/#2 |  | 194.54 | 1.5 | 3.5 | N/A
Structural Framing | SF_Wood_Dimensional Lumber | A2 | A2 - SPF #1/#2 | Level 1 Top Plate | FL1 Top Plate_StructuralFraming | 6550375 | Site |  | SPF #1/#2 |  | 181.01 | 1.5 | 3.5 | N/A
Structural Framing | SF_Wood_Dimensional Lumber | A2 | A2 - SPF #1/#2 | Level 1 Top Plate | FL1 Top Plate_StructuralFraming | 6550384 | Site |  | SPF #1/#2 |  | 194.54 | 1.5 | 3.5 | N/A
Structural Framing | SF_Wood_Dimensional Lumber | A2 | A2 - SPF #1/#2 | Level 1 Top Plate | FL1 Top Plate_StructuralFraming | 6550385 | Site |  | SPF #1/#2 |  | 194.54 | 1.5 | 3.5 | N/A
Structural Framing | SF_Wood_Dimensional Lumber | A2 | A2 - SPF #1/#2 | Level 1 Top Plate | FL1 Top Plate_StructuralFraming | 6550394 | Site |  | SPF #1/#2 |  | 194.54 | 1.5 | 3.5 | N/A
Structural Framing | SF_Wood_Dimensional Lumber | A2 | A2 - SPF #1/#2 | Level 1 Top Plate | FL1 Top Plate_StructuralFraming | 6550395 | Site |  | SPF #1/#2 |  | 194.54 | 1.5 | 3.5 | N/A
Structural Framing | SF_Wood_Dimensional Lumber | A2 | A2 - SPF #1/#2 | Level 1 Top Plate | FL1 Top Plate_StructuralFraming | 6550404 | Site |  | SPF #1/#2 |  | 194.54 | 1.5 | 3.5 | N/A
Structural Framing | SF_Wood_Dimensional Lumber | A2 | A2 - SPF #1/#2 | Level 1 Top Plate | FL1 Top Plate_StructuralFraming | 6550405 | Site |  | SPF #1/#2 |  | 181.01 | 1.5 | 3.5 | N/A
Structural Framing | SF_Wood_Dimensional Lumber | A1 | A1 - SPF #1/#2 | Level 1 Top Plate | FL1 Top Plate_StructuralFraming | 6550414 | Site |  | SPF #1/#2 |  | 194.54 | 1.5 | 3.5 | N/A
Structural Framing | SF_Wood_Dimensional Lumber | A1 | A1 - SPF #1/#2 | Level 1 Top Plate | FL1 Top Plate_StructuralFraming | 6550415 | Site |  | SPF #1/#2 |  | 181.26 | 1.5 | 3.5 | N/A
Structural Framing | SF_Wood_Dimensional Lumber | A1 | A1 - SPF #1/#2 | Level 1 Top Plate | FL1 Top Plate_StructuralFraming | 6550425 | Site |  | SPF #1/#2 |  | 194.54 | 1.5 | 3.5 | N/A
Structural Framing | SF_Wood_Dimensional Lumber | A1 | A1 - SPF #1/#2 | Level 1 Top Plate | FL1 Top Plate_StructuralFraming | 6550426 | Site |  | SPF #1/#2 |  | 194.54 | 1.5 | 3.5 | N/A
Structural Framing | SF_Wood_Dimensional Lumber | A1 | A1 - SPF #1/#2 | Level 1 Top Plate | FL1 Top Plate_StructuralFraming | 6550435 | Site |  | SPF #1/#2 |  | 194.54 | 1.5 | 3.5 | N/A
Structural Framing | SF_Wood_Dimensional Lumber | A1 | A1 - SPF #1/#2 | Level 1 Top Plate | FL1 Top Plate_StructuralFraming | 6550436 | Site |  | SPF #1/#2 |  | 194.54 | 1.5 | 3.5 | N/A
Structural Framing | SF_Wood_Dimensional Lumber | A1 | A1 - SPF #1/#2 | Level 1 Top Plate | FL1 Top Plate_StructuralFraming | 6550445 | Site |  | SPF #1/#2 |  | 194.54 | 1.5 | 3.5 | N/A
Structural Framing | SF_Wood_Dimensional Lumber | A1 | A1 - SPF #1/#2 | Level 1 Top Plate | FL1 Top Plate_StructuralFraming | 6550446 | Site |  | SPF #1/#2 |  | 194.54 | 1.5 | 3.5 | N/A
Structural Framing | SF_Wood_Dimensional Lumber | A1 | A1 - SPF #1/#2 | Level 1 Top Plate | FL1 Top Plate_StructuralFraming | 6550455 | Site |  | SPF #1/#2 |  | 194.54 | 1.5 | 3.5 | N/A
Structural Framing | SF_Wood_Dimensional Lumber | A1 | A1 - SPF #1/#2 | Level 1 Top Plate | FL1 Top Plate_StructuralFraming | 6550456 | Site |  | SPF #1/#2 |  | 194.54 | 1.5 | 3.5 | N/A
Structural Framing | SF_Wood_Dimensional Lumber | A1 | A1 - SPF #1/#2 | Level 1 Top Plate | FL1 Top Plate_StructuralFraming | 6550465 | Site |  | SPF #1/#2 |  | 194.54 | 1.5 | 3.5 | N/A
Structural Framing | SF_Wood_Dimensional Lumber | A1 | A1 - SPF #1/#2 | Level 1 Top Plate | FL1 Top Plate_StructuralFraming | 6550466 | Site |  | SPF #1/#2 |  | 194.54 | 1.5 | 3.5 | N/A
Structural Framing | SF_Wood_Dimensional Lumber | A1 | A1 - SPF #1/#2 | Level 1 Top Plate | FL1 Top Plate_StructuralFraming | 6550475 | Site |  | SPF #1/#2 |  | 194.54 | 1.5 | 3.5 | N/A
Structural Framing | SF_Wood_Dimensional Lumber | A1 | A1 - SPF #1/#2 | Level 1 Top Plate | FL1 Top Plate_StructuralFraming | 6550476 | Site |  | SPF #1/#2 |  | 194.54 | 1.5 | 3.5 | N/A
Structural Framing | SF_Wood_Dimensional Lumber | A1 | A1 - SPF #1/#2 | Level 1 Top Plate | FL1 Top Plate_StructuralFraming | 6550485 | Site |  | SPF #1/#2 |  | 194.54 | 1.5 | 3.5 | N/A
Structural Framing | SF_Wood_Dimensional Lumber | A1 | A1 - SPF #1/#2 | Level 1 Top Plate | FL1 Top Plate_StructuralFraming | 6550486 | Site |  | SPF #1/#2 |  | 194.54 | 1.5 | 3.5 | N/A
Structural Framing | SF_Wood_Dimensional Lumber | 2x4 | 2x4 - SPF #1/#2 | Level 1 Top Plate | FL1 Top Plate_StructuralFraming | 6550495 | Site |  | SPF #1/#2 |  | 194.54 | 1.5 | 3.5 | N/A
Structural Framing | SF_Wood_Dimensional Lumber | 2x4 | 2x4 - SPF #1/#2 | Level 1 Top Plate | FL1 Top Plate_StructuralFraming | 6550496 | Site |  | SPF #1/#2 |  | 194.54 | 1.5 | 3.5 | N/A
Structural Framing | SF_Wood_Dimensional Lumber | 2x4 | 2x4 - SPF #1/#2 | Level 1 | FL1_StructuralFraming | 6550533 | Site |  | SPF #1/#2 |  | 25.5 | 1.5 | 3.5 | N/A
Structural Framing | SF_Wood_Dimensional Lumber | 2x4 | 2x4 - SPF #1/#2 | Level 1 | FL1_StructuralFraming | 6550669 | Site |  | SPF #1/#2 |  | 25.5 | 1.5 | 3.5 | N/A
Structural Framing | SF_Wood_Dimensional Lumber | 2x4 | 2x4 - SPF #1/#2 | Level 1 | FL1_StructuralFraming | 6550741 | Site |  | SPF #1/#2 |  | 25.5 | 1.5 | 3.5 | N/A
Structural Framing | SF_Wood_Dimensional Lumber | 2x4 | 2x4 - SPF #1/#2 | Level 1 | FL1_StructuralFraming | 6550747 | Site |  | SPF #1/#2 |  | 25.5 | 1.5 | 3.5 | N/A
Structural Framing | SF_Wood_Dimensional Lumber | 2x4 | 2x4 - SPF #1/#2 | Level 1 | FL1_StructuralFraming | 6550757 | Site |  | SPF #1/#2 |  | 25.5 | 1.5 | 3.5 | N/A
Structural Framing | SF_Wood_Dimensional Lumber | 2x4 | 2x4 - SPF #1/#2 | Level 1 | FL1_StructuralFraming | 6550818 | Site |  | SPF #1/#2 |  | 25.5 | 1.5 | 3.5 | N/A
Structural Framing | SF_Wood_Dimensional Lumber | 2x4 | 2x4 - SPF #1/#2 | Level 1 | FL1_StructuralFraming | 6550826 | Site |  | SPF #1/#2 |  | 25.5 | 1.5 | 3.5 | N/A
Structural Framing | SF_Wood_Dimensional Lumber | 2x4 | 2x4 - SPF #1/#2 | Level 1 | FL1_StructuralFraming | 6550934 | Site |  | SPF #1/#2 |  | 25.5 | 1.5 | 3.5 | N/A
Structural Framing | SF_Wood_Dimensional Lumber | 2x4 | 2x4 - SPF #1/#2 | Level 1 | FL1_StructuralFraming | 6551015 | Site |  | SPF #1/#2 |  | 25.5 | 1.5 | 3.5 | N/A
Structural Framing | SF_Wood_Dimensional Lumber | 2x4 | 2x4 - SPF #1/#2 | Level 1 | FL1_StructuralFraming | 6551027 | Site |  | SPF #1/#2 |  | 25.5 | 1.5 | 3.5 | N/A
Structural Framing | SF_Wood_Dimensional Lumber | 2x4 | 2x4 - SPF #1/#2 | Level 1 | FL1_StructuralFraming | 6551033 | Site |  | SPF #1/#2 |  | 25.5 | 1.5 | 3.5 | N/A
Structural Framing | SF_Wood_Dimensional Lumber | 2x4 | 2x4 - SPF #1/#2 | Level 1 | FL1_StructuralFraming | 6551108 | Site |  | SPF #1/#2 |  | 25.5 | 1.5 | 3.5 | N/A
Structural Framing | SF_Wood_Dimensional Lumber | 2x4 | 2x4 - SPF #1/#2 | Level 1 | FL1_StructuralFraming | 6551120 | Site |  | SPF #1/#2 |  | 25.5 | 1.5 | 3.5 | N/A
Structural Framing | SF_Wood_Dimensional Lumber | 2x4 | 2x4 - SPF #1/#2 | Level 1 | FL1_StructuralFraming | 6551196 | Site |  | SPF #1/#2 |  | 25.5 | 1.5 | 3.5 | N/A
Structural Framing | SF_Wood_Dimensional Lumber | 2x4 | 2x4 - SPF #1/#2 | Level 1 | FL1_StructuralFraming | 6551264 | Site |  | SPF #1/#2 |  | 25.5 | 1.5 | 3.5 | N/A
Structural Framing | SF_Wood_Dimensional Lumber | 2x4 | 2x4 - SPF #1/#2 | Level 1 | FL1_StructuralFraming | 6551328 | Site |  | SPF #1/#2 |  | 25.5 | 1.5 | 3.5 | N/A
Structural Framing | SF_Wood_Dimensional Lumber | 2x4 | 2x4 - SPF #1/#2 | Level 1 | FL1_StructuralFraming | 6551390 | Site |  | SPF #1/#2 |  | 25.5 | 1.5 | 3.5 | N/A
Structural Framing | SF_Wood_Dimensional Lumber | 2x4 | 2x4 - SPF #1/#2 | Level 1 Top Plate | FL1 Top Plate_StructuralFraming | 6551473 | Site |  | SPF #1/#2 |  | 39 | 1.5 | 3.5 | N/A
Structural Framing | SF_Wood_Dimensional Lumber | J1 | J1 - SPF #1/#2 | Level 1 Top Plate | FL1 Top Plate_StructuralFraming | 6551645 | Site |  | SPF #1/#2 |  | 53 | 1.5 | 3.5 | N/A
Structural Framing | SF_Wood_Dimensional Lumber | 2x4 | 2x4 - SPF #1/#2 | Level 1 | FL1_StructuralFraming | 6552048 | Site |  | SPF #1/#2 |  | 25.5 | 1.5 | 3.5 | N/A
Structural Framing | SF_Wood_Dimensional Lumber | 2x4 | 2x4 - SPF #1/#2 | Level 1 | FL1_StructuralFraming | 6552285 | Site |  | SPF #1/#2 |  | 25.5 | 1.5 | 3.5 | N/A
Structural Framing | SF_Wood_Dimensional Lumber | 2x4 | 2x4 - SPF #1/#2 | Level 1 | FL1_StructuralFraming | 6552387 | Site |  | SPF #1/#2 |  | 25.5 | 1.5 | 3.5 | N/A
Structural Framing | SF_Wood_Dimensional Lumber | 2x4 | 2x4 - SPF #1/#2 | Level 1 | FL1_StructuralFraming | 6552450 | Site |  | SPF #1/#2 |  | 25.5 | 1.5 | 3.5 | N/A
Structural Framing | SF_Wood_Dimensional Lumber | J1 | J1 - SPF #1/#2 | Level 1 Top Plate | FL1 Top Plate_StructuralFraming | 6552686 | Site |  | SPF #1/#2 |  | 54 | 1.5 | 3.5 | N/A
Structural Framing | SF_Wood_Dimensional Lumber | 2x4 | 2x4 - SPF #1/#2 | Level 1 | FL1_StructuralFraming | 6552985 | Site |  | SPF #1/#2 |  | 25.5 | 1.5 | 3.5 | N/A
Structural Framing | SF_Wood_Dimensional Lumber | 2x4 | 2x4 - SPF #1/#2 | Level 1 | FL1_StructuralFraming | 6553055 | Site |  | SPF #1/#2 |  | 25.5 | 1.5 | 3.5 | N/A
Structural Framing | SF_Wood_Dimensional Lumber | 2x4 | 2x4 - SPF #1/#2 | Level 1 | FL1_StructuralFraming | 6553065 | Site |  | SPF #1/#2 |  | 25.5 | 1.5 | 3.5 | N/A
Structural Framing | SF_Wood_Dimensional Lumber | 2x4 | 2x4 - SPF #1/#2 | Level 1 | FL1_StructuralFraming | 6553657 | Site |  | SPF #1/#2 |  | 21.71 | 1.5 | 3.5 | N/A
Structural Framing | SF_Wood_Dimensional Lumber | 2x4 | 2x4 - SPF #1/#2 | Level 1 | FL1_StructuralFraming | 6553667 | Site |  | SPF #1/#2 |  | 21.71 | 1.5 | 3.5 | N/A
Structural Framing | SF_Wood_Dimensional Lumber | 2x4 | 2x4 - SPF #1/#2 | Level 1 | FL1_StructuralFraming | 6553823 | Site |  | SPF #1/#2 |  | 21.71 | 1.5 | 3.5 | N/A
Structural Framing | SF_Wood_Dimensional Lumber | 2x4 | 2x4 - SPF #1/#2 | Level 1 | FL1_StructuralFraming | 6553831 | Site |  | SPF #1/#2 |  | 21.71 | 1.5 | 3.5 | N/A
Structural Framing | SF_Wood_Dimensional Lumber | 2x4 | 2x4 - SPF #1/#2 | Level 1 | FL1_StructuralFraming | 6553839 | Site |  | SPF #1/#2 |  | 21.71 | 1.5 | 3.5 | N/A
Structural Framing | SF_Wood_Dimensional Lumber | 2x4 | 2x4 - SPF #1/#2 | Level 1 | FL1_StructuralFraming | 6553943 | Site |  | SPF #1/#2 |  | 21.71 | 1.5 | 3.5 | N/A
Structural Framing | SF_Wood_Dimensional Lumber | 2x4 | 2x4 - SPF #1/#2 | Level 1 | FL1_StructuralFraming | 6554009 | Site |  | SPF #1/#2 |  | 21.71 | 1.5 | 3.5 | N/A
Structural Framing | SF_Wood_Dimensional Lumber | 2x4 | 2x4 - SPF #1/#2 | Level 1 | FL1_StructuralFraming | 6554068 | Site |  | SPF #1/#2 |  | 9.96 | 1.5 | 3.5 | N/A
Structural Framing | SF_Wood_Dimensional Lumber | 2x4 | 2x4 - SPF #1/#2 | Level 1 | FL1_StructuralFraming | 6554202 | Site |  | SPF #1/#2 |  | 21.71 | 1.5 | 3.5 | N/A
Structural Framing | SF_Wood_Dimensional Lumber | J1 | J1 - SPF #1/#2 | Level 1 Top Plate | FL1 Top Plate_StructuralFraming | 6554269 | Site |  | SPF #1/#2 |  | 54 | 1.5 | 3.5 | N/A
Structural Framing | SF_Wood_Dimensional Lumber | 2x4 | 2x4 - SPF #1/#2 | Level 1 | FL1_StructuralFraming | 6554327 | Site |  | SPF #1/#2 |  | 21.38 | 1.5 | 3.5 | N/A
Structural Framing | SF_Wood_Dimensional Lumber | A1 | A1 - SPF #1/#2 | Level 1 Top Plate | FL1 Top Plate_StructuralFraming | 6554663 | Site |  | SPF #1/#2 |  | 107.79 | 1.5 | 3.5 | N/A
Structural Framing | SF_Wood_Dimensional Lumber | A1 | A1 - SPF #1/#2 | Level 1 Top Plate | FL1 Top Plate_StructuralFraming | 6554664 | Site |  | SPF #1/#2 |  | 107.79 | 1.5 | 3.5 | N/A
Structural Framing | SF_Wood_Dimensional Lumber | A1 | A1 - SPF #1/#2 | Level 1 Top Plate | FL1 Top Plate_StructuralFraming | 6556801 | Site |  | SPF #1/#2 |  | 107.79 | 1.5 | 3.5 | N/A
Structural Framing | SF_Wood_Dimensional Lumber | A1 | A1 - SPF #1/#2 | Level 1 Top Plate | FL1 Top Plate_StructuralFraming | 6556802 | Site |  | SPF #1/#2 |  | 107.79 | 1.5 | 3.5 | N/A
Structural Framing | SF_Wood_Dimensional Lumber | A1 | A1 - SPF #1/#2 | Level 1 Top Plate | FL1 Top Plate_StructuralFraming | 6556822 | Site |  | SPF #1/#2 |  | 107.79 | 1.5 | 3.5 | N/A
Structural Framing | SF_Wood_Dimensional Lumber | A1 | A1 - SPF #1/#2 | Level 1 Top Plate | FL1 Top Plate_StructuralFraming | 6556823 | Site |  | SPF #1/#2 |  | 107.79 | 1.5 | 3.5 | N/A
Structural Framing | SF_Wood_Dimensional Lumber | A1 | A1 - SPF #1/#2 | Level 1 Top Plate | FL1 Top Plate_StructuralFraming | 6556845 | Site |  | SPF #1/#2 |  | 107.79 | 1.5 | 3.5 | N/A
Structural Framing | SF_Wood_Dimensional Lumber | A1 | A1 - SPF #1/#2 | Level 1 Top Plate | FL1 Top Plate_StructuralFraming | 6556846 | Site |  | SPF #1/#2 |  | 107.79 | 1.5 | 3.5 | N/A
Structural Framing | SF_Wood_Dimensional Lumber | A1 | A1 - SPF #1/#2 | Level 1 Top Plate | FL1 Top Plate_StructuralFraming | 6556888 | Site |  | SPF #1/#2 |  | 107.79 | 1.5 | 3.5 | N/A
Structural Framing | SF_Wood_Dimensional Lumber | A1 | A1 - SPF #1/#2 | Level 1 Top Plate | FL1 Top Plate_StructuralFraming | 6556889 | Site |  | SPF #1/#2 |  | 107.79 | 1.5 | 3.5 | N/A
Structural Framing | SF_Wood_Dimensional Lumber | A1 | A1 - SPF #1/#2 | Level 1 Top Plate | FL1 Top Plate_StructuralFraming | 6556907 | Site |  | SPF #1/#2 |  | 107.79 | 1.5 | 3.5 | N/A
Structural Framing | SF_Wood_Dimensional Lumber | A1 | A1 - SPF #1/#2 | Level 1 Top Plate | FL1 Top Plate_StructuralFraming | 6556908 | Site |  | SPF #1/#2 |  | 107.79 | 1.5 | 3.5 | N/A
Structural Framing | SF_Wood_Dimensional Lumber | A1 | A1 - SPF #1/#2 | Level 1 Top Plate | FL1 Top Plate_StructuralFraming | 6556930 | Site |  | SPF #1/#2 |  | 107.79 | 1.5 | 3.5 | N/A
Structural Framing | SF_Wood_Dimensional Lumber | A1 | A1 - SPF #1/#2 | Level 1 Top Plate | FL1 Top Plate_StructuralFraming | 6556931 | Site |  | SPF #1/#2 |  | 107.79 | 1.5 | 3.5 | N/A
Structural Framing | SF_Wood_Dimensional Lumber | A1 | A1 - SPF #1/#2 | Level 1 Top Plate | FL1 Top Plate_StructuralFraming | 6556951 | Site |  | SPF #1/#2 |  | 107.79 | 1.5 | 3.5 | N/A
Structural Framing | SF_Wood_Dimensional Lumber | A1 | A1 - SPF #1/#2 | Level 1 Top Plate | FL1 Top Plate_StructuralFraming | 6556952 | Site |  | SPF #1/#2 |  | 107.79 | 1.5 | 3.5 | N/A
Structural Framing | SF_Wood_Dimensional Lumber | A1 | A1 - SPF #1/#2 | Level 1 Top Plate | FL1 Top Plate_StructuralFraming | 6557058 | Site |  | SPF #1/#2 |  | 107.79 | 1.5 | 3.5 | N/A
Structural Framing | SF_Wood_Dimensional Lumber | A1 | A1 - SPF #1/#2 | Level 1 Top Plate | FL1 Top Plate_StructuralFraming | 6557059 | Site |  | SPF #1/#2 |  | 107.79 | 1.5 | 3.5 | N/A
Structural Framing | SF_Wood_Dimensional Lumber | A1 | A1 - SPF #1/#2 | Level 1 Top Plate | FL1 Top Plate_StructuralFraming | 6557079 | Site |  | SPF #1/#2 |  | 107.79 | 1.5 | 3.5 | N/A
Structural Framing | SF_Wood_Dimensional Lumber | A1 | A1 - SPF #1/#2 | Level 1 Top Plate | FL1 Top Plate_StructuralFraming | 6557080 | Site |  | SPF #1/#2 |  | 107.79 | 1.5 | 3.5 | N/A
Structural Framing | SF_Wood_Dimensional Lumber | A1 | A1 - SPF #1/#2 | Level 1 Top Plate | FL1 Top Plate_StructuralFraming | 6557100 | Site |  | SPF #1/#2 |  | 107.79 | 1.5 | 3.5 | N/A
Structural Framing | SF_Wood_Dimensional Lumber | A1 | A1 - SPF #1/#2 | Level 1 Top Plate | FL1 Top Plate_StructuralFraming | 6557101 | Site |  | SPF #1/#2 |  | 107.79 | 1.5 | 3.5 | N/A
Structural Framing | SF_Wood_Dimensional Lumber | A1 | A1 - SPF #1/#2 | Level 1 Top Plate | FL1 Top Plate_StructuralFraming | 6557121 | Site |  | SPF #1/#2 |  | 107.79 | 1.5 | 3.5 | N/A
Structural Framing | SF_Wood_Dimensional Lumber | A1 | A1 - SPF #1/#2 | Level 1 Top Plate | FL1 Top Plate_StructuralFraming | 6557122 | Site |  | SPF #1/#2 |  | 107.79 | 1.5 | 3.5 | N/A
Structural Framing | SF_Wood_Dimensional Lumber | A1 | A1 - SPF #1/#2 | Level 1 Top Plate | FL1 Top Plate_StructuralFraming | 6557144 | Site |  | SPF #1/#2 |  | 107.79 | 1.5 | 3.5 | N/A
Structural Framing | SF_Wood_Dimensional Lumber | A1 | A1 - SPF #1/#2 | Level 1 Top Plate | FL1 Top Plate_StructuralFraming | 6557145 | Site |  | SPF #1/#2 |  | 107.79 | 1.5 | 3.5 | N/A
Structural Framing | SF_Wood_Dimensional Lumber | A1 | A1 - SPF #1/#2 | Level 1 Top Plate | FL1 Top Plate_StructuralFraming | 6557165 | Site |  | SPF #1/#2 |  | 107.79 | 1.5 | 3.5 | N/A
Structural Framing | SF_Wood_Dimensional Lumber | A1 | A1 - SPF #1/#2 | Level 1 Top Plate | FL1 Top Plate_StructuralFraming | 6557166 | Site |  | SPF #1/#2 |  | 107.79 | 1.5 | 3.5 | N/A
Structural Framing | SF_Wood_Dimensional Lumber | A1 | A1 - SPF #1/#2 | Level 1 Top Plate | FL1 Top Plate_StructuralFraming | 6557186 | Site |  | SPF #1/#2 |  | 107.79 | 1.5 | 3.5 | N/A
Structural Framing | SF_Wood_Dimensional Lumber | A1 | A1 - SPF #1/#2 | Level 1 Top Plate | FL1 Top Plate_StructuralFraming | 6557187 | Site |  | SPF #1/#2 |  | 107.79 | 1.5 | 3.5 | N/A
Structural Framing | SF_Wood_Dimensional Lumber | A1 | A1 - SPF #1/#2 | Level 1 Top Plate | FL1 Top Plate_StructuralFraming | 6557207 | Site |  | SPF #1/#2 |  | 107.79 | 1.5 | 3.5 | N/A
Structural Framing | SF_Wood_Dimensional Lumber | A1 | A1 - SPF #1/#2 | Level 1 Top Plate | FL1 Top Plate_StructuralFraming | 6557208 | Site |  | SPF #1/#2 |  | 107.79 | 1.5 | 3.5 | N/A
Structural Framing | SF_Wood_Dimensional Lumber | A1 | A1 - SPF #1/#2 | Level 1 Top Plate | FL1 Top Plate_StructuralFraming | 6557232 | Site |  | SPF #1/#2 |  | 107.79 | 1.5 | 3.5 | N/A
Structural Framing | SF_Wood_Dimensional Lumber | A1 | A1 - SPF #1/#2 | Level 1 Top Plate | FL1 Top Plate_StructuralFraming | 6557233 | Site |  | SPF #1/#2 |  | 107.79 | 1.5 | 3.5 | N/A
Structural Framing | SF_Wood_Dimensional Lumber | A1 | A1 - SPF #1/#2 | Level 1 Top Plate | FL1 Top Plate_StructuralFraming | 6557293 | Site |  | SPF #1/#2 |  | 107.79 | 1.5 | 3.5 | N/A
Structural Framing | SF_Wood_Dimensional Lumber | A1 | A1 - SPF #1/#2 | Level 1 Top Plate | FL1 Top Plate_StructuralFraming | 6557294 | Site |  | SPF #1/#2 |  | 107.79 | 1.5 | 3.5 | N/A
Structural Framing | SF_Wood_Dimensional Lumber | 2x4 | 2x4 - SPF #1/#2 | Level 1 Top Plate | FL1 Top Plate_StructuralFraming | 6559245 | Site |  | SPF #1/#2 |  | 67.58 | 1.5 | 3.5 | N/A
Structural Framing | SF_Wood_Dimensional Lumber | 2x4 | 2x4 - SPF #1/#2 | Level 1 Top Plate | FL1 Top Plate_StructuralFraming | 6559535 | Site |  | SPF #1/#2 |  | 67.58 | 1.5 | 3.5 | N/A
Structural Framing | SF_Wood_Dimensional Lumber | 2x4 | 2x4 - SPF #1/#2 | Level 1 Top Plate | FL1 Top Plate_StructuralFraming | 6559543 | Site |  | SPF #1/#2 |  | 67.58 | 1.5 | 3.5 | N/A
Structural Framing | SF_Wood_Dimensional Lumber | 2x4 | 2x4 - SPF #1/#2 | Level 1 Top Plate | FL1 Top Plate_StructuralFraming | 6559551 | Site |  | SPF #1/#2 |  | 67.58 | 1.5 | 3.5 | N/A
Structural Framing | SF_Wood_Dimensional Lumber | 2x4 | 2x4 - SPF #1/#2 | Level 1 Top Plate | FL1 Top Plate_StructuralFraming | 6559561 | Site |  | SPF #1/#2 |  | 67.58 | 1.5 | 3.5 | N/A
Structural Framing | SF_Wood_Dimensional Lumber | 2x4 | 2x4 - SPF #1/#2 | Level 1 Top Plate | FL1 Top Plate_StructuralFraming | 6559569 | Site |  | SPF #1/#2 |  | 67.58 | 1.5 | 3.5 | N/A
Structural Framing | SF_Wood_Dimensional Lumber | 2x4 | 2x4 - SPF #1/#2 | Level 1 Top Plate | FL1 Top Plate_StructuralFraming | 6559581 | Site |  | SPF #1/#2 |  | 67.58 | 1.5 | 3.5 | N/A
Structural Framing | SF_Wood_Dimensional Lumber | 2x4 | 2x4 - SPF #1/#2 | Level 1 Top Plate | FL1 Top Plate_StructuralFraming | 6559589 | Site |  | SPF #1/#2 |  | 67.58 | 1.5 | 3.5 | N/A
Structural Framing | SF_Wood_Dimensional Lumber | 2x4 | 2x4 - SPF #1/#2 | Level 1 Top Plate | FL1 Top Plate_StructuralFraming | 6559597 | Site |  | SPF #1/#2 |  | 67.58 | 1.5 | 3.5 | N/A
Structural Framing | SF_Wood_Dimensional Lumber | 2x4 | 2x4 - SPF #1/#2 | Level 1 Top Plate | FL1 Top Plate_StructuralFraming | 6559605 | Site |  | SPF #1/#2 |  | 67.58 | 1.5 | 3.5 | N/A
Structural Framing | SF_Wood_Dimensional Lumber | 2x4 | 2x4 - SPF #1/#2 | Level 1 Top Plate | FL1 Top Plate_StructuralFraming | 6559613 | Site |  | SPF #1/#2 |  | 67.58 | 1.5 | 3.5 | N/A
Structural Framing | SF_Wood_Dimensional Lumber | 2x4 | 2x4 - SPF #1/#2 | Level 1 Top Plate | FL1 Top Plate_StructuralFraming | 6559621 | Site |  | SPF #1/#2 |  | 67.58 | 1.5 | 3.5 | N/A
Structural Framing | SF_Wood_Dimensional Lumber | 2x4 | 2x4 - SPF #1/#2 | Level 1 Top Plate | FL1 Top Plate_StructuralFraming | 6559692 | Site |  | SPF #1/#2 |  | 67.58 | 1.5 | 3.5 | N/A
Structural Framing | SF_Wood_Dimensional Lumber | 2x4 | 2x4 - SPF #1/#2 | Level 1 Top Plate | FL1 Top Plate_StructuralFraming | 6560028 | Site |  | SPF #1/#2 |  | 67.08 | 1.5 | 3.5 | N/A
Structural Framing | SF_Wood_Dimensional Lumber | 2x4 | 2x4 - SPF #1/#2 | Level 1 Top Plate | FL1 Top Plate_StructuralFraming | 6560129 | Site |  | SPF #1/#2 |  | 67.08 | 1.5 | 3.5 | N/A
Structural Framing | SF_Wood_Dimensional Lumber | 2x4 | 2x4 - SPF #1/#2 | Level 1 Top Plate | FL1 Top Plate_StructuralFraming | 6560139 | Site |  | SPF #1/#2 |  | 67.08 | 1.5 | 3.5 | N/A
Structural Framing | SF_Wood_Dimensional Lumber | 2x4 | 2x4 - SPF #1/#2 | Level 1 Top Plate | FL1 Top Plate_StructuralFraming | 6560224 | Site |  | SPF #1/#2 |  | 67.08 | 1.5 | 3.5 | N/A
Structural Framing | SF_Wood_Dimensional Lumber | 2x4 | 2x4 - SPF #1/#2 | Level 1 Top Plate | FL1 Top Plate_StructuralFraming | 6560234 | Site |  | SPF #1/#2 |  | 67.08 | 1.5 | 3.5 | N/A
Structural Framing | SF_Wood_Dimensional Lumber | 2x4 | 2x4 - SPF #1/#2 | Level 1 Top Plate | FL1 Top Plate_StructuralFraming | 6560244 | Site |  | SPF #1/#2 |  | 67.08 | 1.5 | 3.5 | N/A
Structural Framing | SF_Wood_Dimensional Lumber | 2x4 | 2x4 - SPF #1/#2 | Level 1 Top Plate | FL1 Top Plate_StructuralFraming | 6560254 | Site |  | SPF #1/#2 |  | 67.08 | 1.5 | 3.5 | N/A
Structural Framing | SF_Wood_Dimensional Lumber | 2x4 | 2x4 - SPF #1/#2 | Level 1 Top Plate | FL1 Top Plate_StructuralFraming | 6560262 | Site |  | SPF #1/#2 |  | 67.08 | 1.5 | 3.5 | N/A
Structural Framing | SF_Wood_Dimensional Lumber | 2x4 | 2x4 - SPF #1/#2 | Level 1 Top Plate | FL1 Top Plate_StructuralFraming | 6560270 | Site |  | SPF #1/#2 |  | 67.08 | 1.5 | 3.5 | N/A
Structural Framing | SF_Wood_Dimensional Lumber | 2x4 | 2x4 - SPF #1/#2 | Level 1 Top Plate | FL1 Top Plate_StructuralFraming | 6560278 | Site |  | SPF #1/#2 |  | 67.08 | 1.5 | 3.5 | N/A
Structural Framing | SF_Wood_Dimensional Lumber | 2x4 | 2x4 - SPF #1/#2 | Level 1 Top Plate | FL1 Top Plate_StructuralFraming | 6560288 | Site |  | SPF #1/#2 |  | 67.08 | 1.5 | 3.5 | N/A
Structural Framing | SF_Wood_Dimensional Lumber | 2x4 | 2x4 - SPF #1/#2 | Level 1 Top Plate | FL1 Top Plate_StructuralFraming | 6560296 | Site |  | SPF #1/#2 |  | 67.08 | 1.5 | 3.5 | N/A
Structural Framing | SF_Wood_Dimensional Lumber | 2x4 | 2x4 - SPF #1/#2 | Level 1 | FL1_StructuralFraming | 6561016 | Site |  | SPF #1/#2 |  | 25.5 | 1.5 | 3.5 | N/A
Structural Framing | SF_Wood_Dimensional Lumber | 2x4 | 2x4 - SPF #1/#2 | Level 1 | FL1_StructuralFraming | 6561140 | Site |  | SPF #1/#2 |  | 25.5 | 1.5 | 3.5 | N/A
Structural Framing | SF_Wood_Dimensional Lumber | 2x4 | 2x4 - SPF #1/#2 | Level 1 | FL1_StructuralFraming | 6561188 | Site |  | SPF #1/#2 |  | 25.5 | 1.5 | 3.5 | N/A
Structural Framing | SF_Wood_Dimensional Lumber | 2x4 | 2x4 - SPF #1/#2 | Level 1 | FL1_StructuralFraming | 6561198 | Site |  | SPF #1/#2 |  | 25.5 | 1.5 | 3.5 | N/A
Structural Framing | SF_Wood_Dimensional Lumber | 2x4 | 2x4 - SPF #1/#2 | Level 1 | FL1_StructuralFraming | 6561206 | Site |  | SPF #1/#2 |  | 25.5 | 1.5 | 3.5 | N/A
Structural Framing | SF_Wood_Dimensional Lumber | 2x4 | 2x4 - SPF #1/#2 | Level 1 | FL1_StructuralFraming | 6561214 | Site |  | SPF #1/#2 |  | 25.5 | 1.5 | 3.5 | N/A
Structural Framing | SF_Wood_Dimensional Lumber | 2x4 | 2x4 - SPF #1/#2 | Level 1 | FL1_StructuralFraming | 6561224 | Site |  | SPF #1/#2 |  | 25.5 | 1.5 | 3.5 | N/A
Structural Framing | SF_Wood_Dimensional Lumber | 2x4 | 2x4 - SPF #1/#2 | Level 1 | FL1_StructuralFraming | 6561234 | Site |  | SPF #1/#2 |  | 25.5 | 1.5 | 3.5 | N/A
Structural Framing | SF_Wood_Dimensional Lumber | 2x4 | 2x4 - SPF #1/#2 | Level 1 | FL1_StructuralFraming | 6561246 | Site |  | SPF #1/#2 |  | 25.5 | 1.5 | 3.5 | N/A
Structural Framing | SF_Wood_Dimensional Lumber | 2x4 | 2x4 - SPF #1/#2 | Level 1 | FL1_StructuralFraming | 6561254 | Site |  | SPF #1/#2 |  | 25.5 | 1.5 | 3.5 | N/A
Structural Framing | SF_Wood_Dimensional Lumber | 2x4 | 2x4 - SPF #1/#2 | Level 1 | FL1_StructuralFraming | 6561262 | Site |  | SPF #1/#2 |  | 25.5 | 1.5 | 3.5 | N/A
Structural Framing | SF_Wood_Dimensional Lumber | 2x4 | 2x4 - SPF #1/#2 | Level 1 | FL1_StructuralFraming | 6561272 | Site |  | SPF #1/#2 |  | 25.5 | 1.5 | 3.5 | N/A
Structural Framing | SF_Wood_Dimensional Lumber | 2x4 | 2x4 - SPF #1/#2 | Level 1 | FL1_StructuralFraming | 6561335 | Site |  | SPF #1/#2 |  | 25.5 | 1.5 | 3.5 | N/A
Structural Framing | SF_Wood_Dimensional Lumber | 2x4 | 2x4 - SPF #1/#2 | Level 1 | FL1_StructuralFraming | 6561397 | Site |  | SPF #1/#2 |  | 25.5 | 1.5 | 3.5 | N/A
Structural Framing | SF_Wood_Dimensional Lumber | 2x4 | 2x4 - SPF #1/#2 | Level 1 | FL1_StructuralFraming | 6561690 | Site |  | SPF #1/#2 |  | 25.44 | 1.5 | 3.5 | N/A
Structural Framing | SF_Wood_Dimensional Lumber | 2x4 | 2x4 - SPF #1/#2 | Level 1 | FL1_StructuralFraming | 6561823 | Site |  | SPF #1/#2 |  | 25.5 | 1.5 | 3.5 | N/A
Structural Framing | SF_Wood_Dimensional Lumber | 2x4 | 2x4 - SPF #1/#2 | Level 1 | FL1_StructuralFraming | 6562013 | Site |  | SPF #1/#2 |  | 25.5 | 1.5 | 3.5 | N/A
Structural Framing | SF_Wood_Dimensional Lumber | 2x4 | 2x4 - SPF #1/#2 | Level 1 | FL1_StructuralFraming | 6562092 | Site |  | SPF #1/#2 |  | 25.5 | 1.5 | 3.5 | N/A
Structural Framing | SF_Wood_Dimensional Lumber | 2x4 | 2x4 - SPF #1/#2 | Level 1 | FL1_StructuralFraming | 6562100 | Site |  | SPF #1/#2 |  | 25.5 | 1.5 | 3.5 | N/A
Structural Framing | SF_Wood_Dimensional Lumber | 2x4 | 2x4 - SPF #1/#2 | Level 1 | FL1_StructuralFraming | 6562108 | Site |  | SPF #1/#2 |  | 25.5 | 1.5 | 3.5 | N/A
Structural Framing | SF_Wood_Dimensional Lumber | 2x4 | 2x4 - SPF #1/#2 | Level 1 | FL1_StructuralFraming | 6562116 | Site |  | SPF #1/#2 |  | 25.5 | 1.5 | 3.5 | N/A
Structural Framing | SF_Wood_Dimensional Lumber | 2x4 | 2x4 - SPF #1/#2 | Level 1 | FL1_StructuralFraming | 6562126 | Site |  | SPF #1/#2 |  | 25.5 | 1.5 | 3.5 | N/A
Structural Framing | SF_Wood_Dimensional Lumber | 2x4 | 2x4 - SPF #1/#2 | Level 1 | FL1_StructuralFraming | 6562134 | Site |  | SPF #1/#2 |  | 25.5 | 1.5 | 3.5 | N/A
Structural Framing | SF_Wood_Dimensional Lumber | 2x4 | 2x4 - SPF #1/#2 | Level 1 | FL1_StructuralFraming | 6562142 | Site |  | SPF #1/#2 |  | 25.5 | 1.5 | 3.5 | N/A
Structural Framing | SF_Wood_Dimensional Lumber | 2x4 | 2x4 - SPF #1/#2 | Level 1 | FL1_StructuralFraming | 6562152 | Site |  | SPF #1/#2 |  | 25.5 | 1.5 | 3.5 | N/A
Structural Framing | SF_Wood_Dimensional Lumber | 2x4 | 2x4 - SPF #1/#2 | Level 1 | FL1_StructuralFraming | 6562162 | Site |  | SPF #1/#2 |  | 25.5 | 1.5 | 3.5 | N/A
Structural Framing | SF_Wood_Dimensional Lumber | 2x4 | 2x4 - SPF #1/#2 | Level 1 | FL1_StructuralFraming | 6562172 | Site |  | SPF #1/#2 |  | 25.5 | 1.5 | 3.5 | N/A
Structural Framing | SF_Wood_Dimensional Lumber | 2x4 | 2x4 - SPF #1/#2 | Level 1 | FL1_StructuralFraming | 6562180 | Site |  | SPF #1/#2 |  | 25.5 | 1.5 | 3.5 | N/A
Structural Framing | SF_Wood_Dimensional Lumber | 2x4 | 2x4 - SPF #1/#2 | Level 1 | FL1_StructuralFraming | 6562236 | Site |  | SPF #1/#2 |  | 25.5 | 1.5 | 3.5 | N/A
Structural Framing | SF_Wood_Dimensional Lumber | 2x4 | 2x4 - SPF #1/#2 | Level 1 Top Plate | FL1 Top Plate_StructuralFraming | 6562534 | Site |  | SPF #1/#2 |  | 17.25 | 1.5 | 3.5 | N/A
Structural Framing | SF_Wood_Dimensional Lumber | 2x4 | 2x4 - SPF #1/#2 | Level 1 Top Plate | FL1 Top Plate_StructuralFraming | 6562611 | Site |  | SPF #1/#2 |  | 17.25 | 1.5 | 3.5 | N/A
Structural Framing | SF_Wood_Dimensional Lumber | 2x4 | 2x4 - SPF #1/#2 | Level 1 Top Plate | FL1 Top Plate_StructuralFraming | 6563235 | Site |  | SPF #1/#2 |  | 17.25 | 1.5 | 3.5 | N/A
Structural Framing | SF_Wood_Dimensional Lumber | 2x4 | 2x4 - SPF #1/#2 | Level 1 Top Plate | FL1 Top Plate_StructuralFraming | 6563236 | Site |  | SPF #1/#2 |  | 17.25 | 1.5 | 3.5 | N/A
Structural Framing | SF_Wood_Dimensional Lumber | 2x4 | 2x4 - SPF #1/#2 | Level 1 Top Plate | FL1 Top Plate_StructuralFraming | 6563243 | Site |  | SPF #1/#2 |  | 17.25 | 1.5 | 3.5 | N/A
Structural Framing | SF_Wood_Dimensional Lumber | 2x4 | 2x4 - SPF #1/#2 | Level 1 Top Plate | FL1 Top Plate_StructuralFraming | 6563244 | Site |  | SPF #1/#2 |  | 17.25 | 1.5 | 3.5 | N/A
Structural Framing | SF_Wood_Dimensional Lumber | 2x4 | 2x4 - SPF #1/#2 | Level 1 Top Plate | FL1 Top Plate_StructuralFraming | 6563250 | Site |  | SPF #1/#2 |  | 17.25 | 1.5 | 3.5 | N/A
Structural Framing | SF_Wood_Dimensional Lumber | 2x4 | 2x4 - SPF #1/#2 | Level 1 Top Plate | FL1 Top Plate_StructuralFraming | 6563251 | Site |  | SPF #1/#2 |  | 17.25 | 1.5 | 3.5 | N/A
Structural Framing | SF_Wood_Dimensional Lumber | 2x4 | 2x4 - SPF #1/#2 | Level 1 Top Plate | FL1 Top Plate_StructuralFraming | 6563257 | Site |  | SPF #1/#2 |  | 17.25 | 1.5 | 3.5 | N/A
Structural Framing | SF_Wood_Dimensional Lumber | 2x4 | 2x4 - SPF #1/#2 | Level 1 Top Plate | FL1 Top Plate_StructuralFraming | 6563258 | Site |  | SPF #1/#2 |  | 17.25 | 1.5 | 3.5 | N/A
Structural Framing | SF_Wood_Dimensional Lumber | 2x4 | 2x4 - SPF #1/#2 | Level 1 Top Plate | FL1 Top Plate_StructuralFraming | 6563264 | Site |  | SPF #1/#2 |  | 17.25 | 1.5 | 3.5 | N/A
Structural Framing | SF_Wood_Dimensional Lumber | 2x4 | 2x4 - SPF #1/#2 | Level 1 Top Plate | FL1 Top Plate_StructuralFraming | 6563265 | Site |  | SPF #1/#2 |  | 17.25 | 1.5 | 3.5 | N/A
Structural Framing | SF_Wood_Dimensional Lumber | 2x4 | 2x4 - SPF #1/#2 | Level 1 Top Plate | FL1 Top Plate_StructuralFraming | 6563271 | Site |  | SPF #1/#2 |  | 17.25 | 1.5 | 3.5 | N/A
Structural Framing | SF_Wood_Dimensional Lumber | 2x4 | 2x4 - SPF #1/#2 | Level 1 Top Plate | FL1 Top Plate_StructuralFraming | 6563272 | Site |  | SPF #1/#2 |  | 17.25 | 1.5 | 3.5 | N/A
Structural Framing | SF_Wood_Dimensional Lumber | 2x4 | 2x4 - SPF #1/#2 | Level 1 Top Plate | FL1 Top Plate_StructuralFraming | 6563298 | Site |  | SPF #1/#2 |  | 17.25 | 1.5 | 3.5 | N/A
Structural Framing | SF_Wood_Dimensional Lumber | 2x4 | 2x4 - SPF #1/#2 | Level 1 Top Plate | FL1 Top Plate_StructuralFraming | 6563299 | Site |  | SPF #1/#2 |  | 17.25 | 1.5 | 3.5 | N/A
Structural Framing | SF_Wood_Dimensional Lumber | 2x4 | 2x4 - SPF #1/#2 | Level 1 Top Plate | FL1 Top Plate_StructuralFraming | 6563307 | Site |  | SPF #1/#2 |  | 17.25 | 1.5 | 3.5 | N/A
Structural Framing | SF_Wood_Dimensional Lumber | 2x4 | 2x4 - SPF #1/#2 | Level 1 Top Plate | FL1 Top Plate_StructuralFraming | 6563308 | Site |  | SPF #1/#2 |  | 17.25 | 1.5 | 3.5 | N/A
Structural Framing | SF_Wood_Dimensional Lumber | 2x4 | 2x4 - SPF #1/#2 | Level 1 Top Plate | FL1 Top Plate_StructuralFraming | 6563315 | Site |  | SPF #1/#2 |  | 17.25 | 1.5 | 3.5 | N/A
Structural Framing | SF_Wood_Dimensional Lumber | 2x4 | 2x4 - SPF #1/#2 | Level 1 Top Plate | FL1 Top Plate_StructuralFraming | 6563316 | Site |  | SPF #1/#2 |  | 17.25 | 1.5 | 3.5 | N/A
Structural Framing | SF_Wood_Dimensional Lumber | 2x4 | 2x4 - SPF #1/#2 | Level 1 Top Plate | FL1 Top Plate_StructuralFraming | 6563322 | Site |  | SPF #1/#2 |  | 17.25 | 1.5 | 3.5 | N/A
Structural Framing | SF_Wood_Dimensional Lumber | 2x4 | 2x4 - SPF #1/#2 | Level 1 Top Plate | FL1 Top Plate_StructuralFraming | 6563323 | Site |  | SPF #1/#2 |  | 17.25 | 1.5 | 3.5 | N/A
Structural Framing | SF_Wood_Dimensional Lumber | 2x4 | 2x4 - SPF #1/#2 | Level 1 Top Plate | FL1 Top Plate_StructuralFraming | 6563329 | Site |  | SPF #1/#2 |  | 17.25 | 1.5 | 3.5 | N/A
Structural Framing | SF_Wood_Dimensional Lumber | 2x4 | 2x4 - SPF #1/#2 | Level 1 Top Plate | FL1 Top Plate_StructuralFraming | 6563330 | Site |  | SPF #1/#2 |  | 17.25 | 1.5 | 3.5 | N/A
Structural Framing | SF_Wood_Dimensional Lumber | 2x4 | 2x4 - SPF #1/#2 | Level 1 Top Plate | FL1 Top Plate_StructuralFraming | 6563336 | Site |  | SPF #1/#2 |  | 17.25 | 1.5 | 3.5 | N/A
Structural Framing | SF_Wood_Dimensional Lumber | 2x4 | 2x4 - SPF #1/#2 | Level 1 Top Plate | FL1 Top Plate_StructuralFraming | 6563337 | Site |  | SPF #1/#2 |  | 17.25 | 1.5 | 3.5 | N/A
Structural Framing | SF_Wood_Dimensional Lumber | 2x4 | 2x4 - SPF #1/#2 | Level 1 Top Plate | FL1 Top Plate_StructuralFraming | 6563343 | Site |  | SPF #1/#2 |  | 17.25 | 1.5 | 3.5 | N/A
Structural Framing | SF_Wood_Dimensional Lumber | 2x4 | 2x4 - SPF #1/#2 | Level 1 Top Plate | FL1 Top Plate_StructuralFraming | 6563344 | Site |  | SPF #1/#2 |  | 17.25 | 1.5 | 3.5 | N/A
Structural Framing | SF_Wood_Dimensional Lumber | 2x4 | 2x4 - SPF #1/#2 | Level 1 Top Plate | FL1 Top Plate_StructuralFraming | 6563614 | Site |  | SPF #1/#2 |  | 17.25 | 1.5 | 3.5 | N/A
Structural Framing | SF_Wood_Dimensional Lumber | 2x4 | 2x4 - SPF #1/#2 | Level 1 Top Plate | FL1 Top Plate_StructuralFraming | 6563615 | Site |  | SPF #1/#2 |  | 17.25 | 1.5 | 3.5 | N/A
Structural Framing | SF_Wood_Dimensional Lumber | 2x4 | 2x4 - SPF #1/#2 | Level 1 Top Plate | FL1 Top Plate_StructuralFraming | 6563616 | Site |  | SPF #1/#2 |  | 17.25 | 1.5 | 3.5 | N/A
Structural Framing | SF_Wood_Dimensional Lumber | 2x4 | 2x4 - SPF #1/#2 | Level 1 Top Plate | FL1 Top Plate_StructuralFraming | 6563617 | Site |  | SPF #1/#2 |  | 17.25 | 1.5 | 3.5 | N/A
Structural Framing | SF_Wood_Dimensional Lumber | 2x4 | 2x4 - SPF #1/#2 | Level 1 Top Plate | FL1 Top Plate_StructuralFraming | 6563618 | Site |  | SPF #1/#2 |  | 10.75 | 1.5 | 3.5 | N/A
Structural Framing | SF_Wood_Dimensional Lumber | 2x4 | 2x4 - SPF #1/#2 | Level 1 Top Plate | FL1 Top Plate_StructuralFraming | 6563619 | Site |  | SPF #1/#2 |  | 17.25 | 1.5 | 3.5 | N/A
Structural Framing | SF_Wood_Dimensional Lumber | 2x4 | 2x4 - SPF #1/#2 | Level 1 Top Plate | FL1 Top Plate_StructuralFraming | 6563620 | Site |  | SPF #1/#2 |  | 17.25 | 1.5 | 3.5 | N/A
Structural Framing | SF_Wood_Dimensional Lumber | 2x4 | 2x4 - SPF #1/#2 | Level 1 Top Plate | FL1 Top Plate_StructuralFraming | 6563621 | Site |  | SPF #1/#2 |  | 17.25 | 1.5 | 3.5 | N/A
Structural Framing | SF_Wood_Dimensional Lumber | 2x4 | 2x4 - SPF #1/#2 | Level 1 Top Plate | FL1 Top Plate_StructuralFraming | 6563622 | Site |  | SPF #1/#2 |  | 11 | 1.5 | 3.5 | N/A
Structural Framing | SF_Wood_Dimensional Lumber | 2x4 | 2x4 - SPF #1/#2 | Level 1 Top Plate | FL1 Top Plate_StructuralFraming | 6563623 | Site |  | SPF #1/#2 |  | 17.25 | 1.5 | 3.5 | N/A
Structural Framing | SF_Wood_Dimensional Lumber | 2x4 | 2x4 - SPF #1/#2 | Level 1 Top Plate | FL1 Top Plate_StructuralFraming | 6563624 | Site |  | SPF #1/#2 |  | 17.25 | 1.5 | 3.5 | N/A
Structural Framing | SF_Wood_Dimensional Lumber | 2x4 | 2x4 - SPF #1/#2 | Level 1 Top Plate | FL1 Top Plate_StructuralFraming | 6563625 | Site |  | SPF #1/#2 |  | 17.25 | 1.5 | 3.5 | N/A
Structural Framing | SF_Wood_Dimensional Lumber | 2x4 | 2x4 - SPF #1/#2 | Level 1 Top Plate | FL1 Top Plate_StructuralFraming | 6563626 | Site |  | SPF #1/#2 |  | 17.25 | 1.5 | 3.5 | N/A
Structural Framing | SF_Wood_Dimensional Lumber | 2x4 | 2x4 - SPF #1/#2 | Level 1 Top Plate | FL1 Top Plate_StructuralFraming | 6563627 | Site |  | SPF #1/#2 |  | 17.25 | 1.5 | 3.5 | N/A
Structural Framing | SF_Wood_Dimensional Lumber | 2x4 | 2x4 - SPF #1/#2 | Level 1 Top Plate | FL1 Top Plate_StructuralFraming | 6563628 | Site |  | SPF #1/#2 |  | 17.25 | 1.5 | 3.5 | N/A
Structural Framing | SF_Wood_Dimensional Lumber | 2x4 | 2x4 - SPF #1/#2 | Level 1 Top Plate | FL1 Top Plate_StructuralFraming | 6563629 | Site |  | SPF #1/#2 |  | 17.25 | 1.5 | 3.5 | N/A
Structural Framing | SF_Wood_Dimensional Lumber | 2x4 | 2x4 - SPF #1/#2 | Level 1 Top Plate | FL1 Top Plate_StructuralFraming | 6563630 | Site |  | SPF #1/#2 |  | 17.25 | 1.5 | 3.5 | N/A
Structural Framing | SF_Wood_Dimensional Lumber | 2x4 | 2x4 - SPF #1/#2 | Level 1 Top Plate | FL1 Top Plate_StructuralFraming | 6563631 | Site |  | SPF #1/#2 |  | 17.25 | 1.5 | 3.5 | N/A
Structural Framing | SF_Wood_Dimensional Lumber | 2x4 | 2x4 - SPF #1/#2 | Level 1 Top Plate | FL1 Top Plate_StructuralFraming | 6563632 | Site |  | SPF #1/#2 |  | 17.25 | 1.5 | 3.5 | N/A
Structural Framing | SF_Wood_Dimensional Lumber | 2x4 | 2x4 - SPF #1/#2 | Level 1 Top Plate | FL1 Top Plate_StructuralFraming | 6563633 | Site |  | SPF #1/#2 |  | 17.25 | 1.5 | 3.5 | N/A
Structural Framing | SF_Wood_Dimensional Lumber | 2x4 | 2x4 - SPF #1/#2 | Level 1 Top Plate | FL1 Top Plate_StructuralFraming | 6563634 | Site |  | SPF #1/#2 |  | 10.5 | 1.5 | 3.5 | N/A
Structural Framing | SF_Wood_Dimensional Lumber | 2x4 | 2x4 - SPF #1/#2 | Level 1 Top Plate | FL1 Top Plate_StructuralFraming | 6563635 | Site |  | SPF #1/#2 |  | 17.25 | 1.5 | 3.5 | N/A
Structural Framing | SF_Wood_Dimensional Lumber | 2x4 | 2x4 - SPF #1/#2 | Level 1 Top Plate | FL1 Top Plate_StructuralFraming | 6563636 | Site |  | SPF #1/#2 |  | 17.25 | 1.5 | 3.5 | N/A
Structural Framing | SF_Wood_Dimensional Lumber | 2x4 | 2x4 - SPF #1/#2 | Level 1 Top Plate | FL1 Top Plate_StructuralFraming | 6563637 | Site |  | SPF #1/#2 |  | 17.25 | 1.5 | 3.5 | N/A
Structural Framing | SF_Wood_Dimensional Lumber | 2x4 | 2x4 - SPF #1/#2 | Level 1 Top Plate | FL1 Top Plate_StructuralFraming | 6563638 | Site |  | SPF #1/#2 |  | 17.25 | 1.5 | 3.5 | N/A
Structural Framing | SF_Wood_Dimensional Lumber | 2x4 | 2x4 - SPF #1/#2 | Level 1 Top Plate | FL1 Top Plate_StructuralFraming | 6563639 | Site |  | SPF #1/#2 |  | 17.25 | 1.5 | 3.5 | N/A
Structural Framing | SF_Wood_Dimensional Lumber | 2x4 | 2x4 - SPF #1/#2 | Level 1 Top Plate | FL1 Top Plate_StructuralFraming | 6563640 | Site |  | SPF #1/#2 |  | 11 | 1.5 | 3.5 | N/A
Structural Framing | SF_Wood_Dimensional Lumber | 2x4 | 2x4 - SPF #1/#2 | Level 1 Top Plate | FL1 Top Plate_StructuralFraming | 6563641 | Site |  | SPF #1/#2 |  | 17.25 | 1.5 | 3.5 | N/A
Structural Framing | SF_Wood_Dimensional Lumber | 2x4 | 2x4 - SPF #1/#2 | Level 1 | FL1_StructuralFraming | 6565271 | Site |  | SPF #1/#2 |  | 16.75 | 1.5 | 3.5 | N/A
Structural Framing | SF_Wood_Dimensional Lumber | 2x4 | 2x4 - SPF #1/#2 | Level 1 | FL1_StructuralFraming | 6565511 | Site |  | SPF #1/#2 |  | 16.75 | 1.5 | 3.5 | N/A
Structural Framing | SF_Wood_Dimensional Lumber | 2x4 | 2x4 - SPF #1/#2 | Level 1 | FL1_StructuralFraming | 6565519 | Site |  | SPF #1/#2 |  | 16.75 | 1.5 | 3.5 | N/A
Structural Framing | SF_Wood_Dimensional Lumber | 2x4 | 2x4 - SPF #1/#2 | Level 1 | FL1_StructuralFraming | 6565657 | Site |  | SPF #1/#2 |  | 16.75 | 1.5 | 3.5 | N/A
Structural Framing | SF_Wood_Dimensional Lumber | 2x4 | 2x4 - SPF #1/#2 | Level 1 | FL1_StructuralFraming | 6565658 | Site |  | SPF #1/#2 |  | 16.75 | 1.5 | 3.5 | N/A
Structural Framing | SF_Wood_Dimensional Lumber | 2x4 | 2x4 - SPF #1/#2 | Level 1 | FL1_StructuralFraming | 6565776 | Site |  | SPF #1/#2 |  | 16.75 | 1.5 | 3.5 | N/A
Structural Framing | SF_Wood_Dimensional Lumber | 2x4 | 2x4 - SPF #1/#2 | Level 1 | FL1_StructuralFraming | 6565794 | Site |  | SPF #1/#2 |  | 16.75 | 1.5 | 3.5 | N/A
Structural Framing | SF_Wood_Dimensional Lumber | 2x4 | 2x4 - SPF #1/#2 | Level 1 | FL1_StructuralFraming | 6565854 | Site |  | SPF #1/#2 |  | 16.75 | 1.5 | 3.5 | N/A
Structural Framing | SF_Wood_Dimensional Lumber | 2x4 | 2x4 - SPF #1/#2 | Level 1 | FL1_StructuralFraming | 6565896 | Site |  | SPF #1/#2 |  | 16.75 | 1.5 | 3.5 | N/A
Structural Framing | SF_Wood_Dimensional Lumber | 2x4 | 2x4 - SPF #1/#2 | Level 1 | FL1_StructuralFraming | 6565904 | Site |  | SPF #1/#2 |  | 16.75 | 1.5 | 3.5 | N/A
Structural Framing | SF_Wood_Dimensional Lumber | 2x4 | 2x4 - SPF #1/#2 | Level 1 | FL1_StructuralFraming | 6565948 | Site |  | SPF #1/#2 |  | 16.75 | 1.5 | 3.5 | N/A
Structural Framing | SF_Wood_Dimensional Lumber | 2x4 | 2x4 - SPF #1/#2 | Level 1 | FL1_StructuralFraming | 6565949 | Site |  | SPF #1/#2 |  | 16.75 | 1.5 | 3.5 | N/A
Structural Framing | SF_Wood_Dimensional Lumber | 2x4 | 2x4 - SPF #1/#2 | Level 1 Top Plate | FL1 Top Plate_StructuralFraming | 6567723 | Site |  | SPF #1/#2 |  | 108.5 | 1.5 | 3.5 | N/A
Structural Framing | SF_Wood_Dimensional Lumber | 2x4 | 2x4 - SPF #1/#2 | Level 1 Top Plate | FL1 Top Plate_StructuralFraming | 6567724 | Site |  | SPF #1/#2 |  | 64.53 | 1.5 | 3.5 | N/A
Structural Framing | SF_Wood_Dimensional Lumber | 2x4 | 2x4 - SPF #1/#2 | Level 1 Top Plate | FL1 Top Plate_StructuralFraming | 6567725 | Site |  | SPF #1/#2 |  | 64.53 | 1.5 | 3.5 | N/A
Structural Framing | SF_Wood_Dimensional Lumber | 2x4 | 2x4 - SPF #1/#2 | Level 1 Top Plate | FL1 Top Plate_StructuralFraming | 6567726 | Site |  | SPF #1/#2 |  | 34.94 | 1.5 | 3.5 | N/A
Structural Framing | SF_Wood_Dimensional Lumber | 2x4 | 2x4 - SPF #1/#2 | Level 1 Top Plate | FL1 Top Plate_StructuralFraming | 6567727 | Site |  | SPF #1/#2 |  | 35.03 | 1.5 | 3.5 | N/A
Structural Framing | SF_Wood_Dimensional Lumber | 2x4 | 2x4 - SPF #1/#2 | Level 1 Top Plate | FL1 Top Plate_StructuralFraming | 6567728 | Site |  | SPF #1/#2 |  | 35.03 | 1.5 | 3.5 | N/A
Structural Framing | SF_Wood_Dimensional Lumber | 2x4 | 2x4 - SPF #1/#2 | Level 1 Top Plate | FL1 Top Plate_StructuralFraming | 6567830 | Site |  | SPF #1/#2 |  | 110.27 | 1.5 | 3.5 | N/A
Structural Framing | SF_Wood_Dimensional Lumber | 2x4 | 2x4 - SPF #1/#2 | Level 1 Top Plate | FL1 Top Plate_StructuralFraming | 6567831 | Site |  | SPF #1/#2 |  | 63.63 | 1.5 | 3.5 | N/A
Structural Framing | SF_Wood_Dimensional Lumber | 2x4 | 2x4 - SPF #1/#2 | Level 1 Top Plate | FL1 Top Plate_StructuralFraming | 6567832 | Site |  | SPF #1/#2 |  | 63.8 | 1.5 | 3.5 | N/A
Structural Framing | SF_Wood_Dimensional Lumber | 2x4 | 2x4 - SPF #1/#2 | Level 1 Top Plate | FL1 Top Plate_StructuralFraming | 6567833 | Site |  | SPF #1/#2 |  | 31.94 | 1.5 | 3.5 | N/A
Structural Framing | SF_Wood_Dimensional Lumber | 2x4 | 2x4 - SPF #1/#2 | Level 1 Top Plate | FL1 Top Plate_StructuralFraming | 6567834 | Site |  | SPF #1/#2 |  | 35.11 | 1.5 | 3.5 | N/A
Structural Framing | SF_Wood_Dimensional Lumber | 2x4 | 2x4 - SPF #1/#2 | Level 1 Top Plate | FL1 Top Plate_StructuralFraming | 6567835 | Site |  | SPF #1/#2 |  | 35.04 | 1.5 | 3.5 | N/A
Structural Framing | SF_Wood_Dimensional Lumber | 2x4 | 2x4 - SPF #1/#2 | Level 1 Top Plate | 130-TWN | 700 | Factory |  | SPF #1/#2 | Header | 75 | 1.5 | 3.5 | N/A
Structural Framing | SF_Wood_Dimensional Lumber | 2x4 | 2x4 - SPF #1/#2 | Level 1 | 109-TWN | 9999 | Factory |  | SPF #1/#2 | Nog | 5.75 | 1.5 | 3.5 | N/A
Structural Trusses | Simple Truss 3 | A1 | A1 |  | FLUnknown_StructuralTrusses | 6554656 |  |  | N/A |  | N/A | N/A | N/A | N/A
Structural Trusses | Simple Truss 3 | A1 | A1 | Level 1 Top Plate | FL1 Top Plate_StructuralTrusses | 6554657 | Site |  | N/A |  | 324.02 | N/A | N/A | N/A
Structural Trusses | Simple Truss 3 | A1 | A1 |  | FLUnknown_StructuralTrusses | 6556798 |  |  | N/A |  | N/A | N/A | N/A | N/A
Structural Trusses | Simple Truss 3 | A1 | A1 | Level 1 Top Plate | FL1 Top Plate_StructuralTrusses | 6556799 | Site |  | N/A |  | 324.02 | N/A | N/A | N/A
Structural Trusses | Simple Truss 3 | A1 | A1 |  | FLUnknown_StructuralTrusses | 6556819 |  |  | N/A |  | N/A | N/A | N/A | N/A
Structural Trusses | Simple Truss 3 | A1 | A1 | Level 1 Top Plate | FL1 Top Plate_StructuralTrusses | 6556820 | Site |  | N/A |  | 324.02 | N/A | N/A | N/A
Structural Trusses | Simple Truss 3 | A2 | A2 |  | FLUnknown_StructuralTrusses | 6556842 |  |  | N/A |  | N/A | N/A | N/A | N/A
Structural Trusses | Simple Truss 3 | A2 | A2 | Level 1 Top Plate | FL1 Top Plate_StructuralTrusses | 6556843 | Site |  | N/A |  | 324.02 | N/A | N/A | N/A
Structural Trusses | Simple Truss 3 | A2 | A2 |  | FLUnknown_StructuralTrusses | 6556885 |  |  | N/A |  | N/A | N/A | N/A | N/A
Structural Trusses | Simple Truss 3 | A2 | A2 | Level 1 Top Plate | FL1 Top Plate_StructuralTrusses | 6556886 | Site |  | N/A |  | 324.02 | N/A | N/A | N/A
Structural Trusses | Simple Truss 3 | A2 | A2 |  | FLUnknown_StructuralTrusses | 6556904 |  |  | N/A |  | N/A | N/A | N/A | N/A
Structural Trusses | Simple Truss 3 | A2 | A2 | Level 1 Top Plate | FL1 Top Plate_StructuralTrusses | 6556905 | Site |  | N/A |  | 324.02 | N/A | N/A | N/A
Structural Trusses | Simple Truss 3 | A2 | A2 |  | FLUnknown_StructuralTrusses | 6556927 |  |  | N/A |  | N/A | N/A | N/A | N/A
Structural Trusses | Simple Truss 3 | A2 | A2 | Level 1 Top Plate | FL1 Top Plate_StructuralTrusses | 6556928 | Site |  | N/A |  | 324.02 | N/A | N/A | N/A
Structural Trusses | Simple Truss 3 | A2 | A2 |  | FLUnknown_StructuralTrusses | 6556948 |  |  | N/A |  | N/A | N/A | N/A | N/A
Structural Trusses | Simple Truss 3 | A2 | A2 | Level 1 Top Plate | FL1 Top Plate_StructuralTrusses | 6556949 | Site |  | N/A |  | 324.02 | N/A | N/A | N/A
Structural Trusses | Simple Truss 3 | A1 | A1 |  | FLUnknown_StructuralTrusses | 6557055 |  |  | N/A |  | N/A | N/A | N/A | N/A
Structural Trusses | Simple Truss 3 | A1 | A1 | Level 1 Top Plate | FL1 Top Plate_StructuralTrusses | 6557056 | Site |  | N/A |  | 324.02 | N/A | N/A | N/A
Structural Trusses | Simple Truss 3 | A1 | A1 |  | FLUnknown_StructuralTrusses | 6557076 |  |  | N/A |  | N/A | N/A | N/A | N/A
Structural Trusses | Simple Truss 3 | A1 | A1 | Level 1 Top Plate | FL1 Top Plate_StructuralTrusses | 6557077 | Site |  | N/A |  | 324.02 | N/A | N/A | N/A
Structural Trusses | Simple Truss 3 | A1 | A1 |  | FLUnknown_StructuralTrusses | 6557097 |  |  | N/A |  | N/A | N/A | N/A | N/A
Structural Trusses | Simple Truss 3 | A1 | A1 | Level 1 Top Plate | FL1 Top Plate_StructuralTrusses | 6557098 | Site |  | N/A |  | 324.02 | N/A | N/A | N/A
Structural Trusses | Simple Truss 3 | A1 | A1 |  | FLUnknown_StructuralTrusses | 6557118 |  |  | N/A |  | N/A | N/A | N/A | N/A
Structural Trusses | Simple Truss 3 | A1 | A1 | Level 1 Top Plate | FL1 Top Plate_StructuralTrusses | 6557119 | Site |  | N/A |  | 324.02 | N/A | N/A | N/A
Structural Trusses | Simple Truss 3 | A1 | A1 |  | FLUnknown_StructuralTrusses | 6557141 |  |  | N/A |  | N/A | N/A | N/A | N/A
Structural Trusses | Simple Truss 3 | A1 | A1 | Level 1 Top Plate | FL1 Top Plate_StructuralTrusses | 6557142 | Site |  | N/A |  | 324.02 | N/A | N/A | N/A
Structural Trusses | Simple Truss 3 | A1 | A1 |  | FLUnknown_StructuralTrusses | 6557162 |  |  | N/A |  | N/A | N/A | N/A | N/A
Structural Trusses | Simple Truss 3 | A1 | A1 | Level 1 Top Plate | FL1 Top Plate_StructuralTrusses | 6557163 | Site |  | N/A |  | 324.02 | N/A | N/A | N/A
Structural Trusses | Simple Truss 3 | A1 | A1 |  | FLUnknown_StructuralTrusses | 6557183 |  |  | N/A |  | N/A | N/A | N/A | N/A
Structural Trusses | Simple Truss 3 | A1 | A1 | Level 1 Top Plate | FL1 Top Plate_StructuralTrusses | 6557184 | Site |  | N/A |  | 324.02 | N/A | N/A | N/A
Structural Trusses | Simple Truss 3 | A1 | A1 |  | FLUnknown_StructuralTrusses | 6557204 |  |  | N/A |  | N/A | N/A | N/A | N/A
Structural Trusses | Simple Truss 3 | A1 | A1 | Level 1 Top Plate | FL1 Top Plate_StructuralTrusses | 6557205 | Site |  | N/A |  | 324.02 | N/A | N/A | N/A
Structural Trusses | Simple Truss 3 | G1 | G1 |  | FLUnknown_StructuralTrusses | 6557229 |  |  | N/A |  | N/A | N/A | N/A | N/A
Structural Trusses | Simple Truss 3 | G1 | G1 | Level 1 Top Plate | FL1 Top Plate_StructuralTrusses | 6557230 | Site |  | N/A |  | 324.02 | N/A | N/A | N/A
Structural Trusses | Simple Truss 3 | G1 | G1 |  | FLUnknown_StructuralTrusses | 6557290 |  |  | N/A |  | N/A | N/A | N/A | N/A
Structural Trusses | Simple Truss 3 | G1 | G1 | Level 1 Top Plate | FL1 Top Plate_StructuralTrusses | 6557291 | Site |  | N/A |  | 324.02 | N/A | N/A | N/A
Structural Trusses | Simple Truss 3 | J2 | J2 |  | FLUnknown_StructuralTrusses | 6557346 |  |  | N/A |  | N/A | N/A | N/A | N/A
Structural Trusses | Simple Truss 3 | J2 | J2 | Level 1 Top Plate | FL1 Top Plate_StructuralTrusses | 6557347 | Site |  | N/A |  | 44.75 | N/A | N/A | N/A
Structural Trusses | Simple Truss 3 | J2 | J2 |  | FLUnknown_StructuralTrusses | 6557747 |  |  | N/A |  | N/A | N/A | N/A | N/A
Structural Trusses | Simple Truss 3 | J2 | J2 | Level 1 Top Plate | FL1 Top Plate_StructuralTrusses | 6557748 | Site |  | N/A |  | 44.75 | N/A | N/A | N/A
Structural Trusses | Simple Truss 3 | J2 | J2 |  | FLUnknown_StructuralTrusses | 6557767 |  |  | N/A |  | N/A | N/A | N/A | N/A
Structural Trusses | Simple Truss 3 | J2 | J2 | Level 1 Top Plate | FL1 Top Plate_StructuralTrusses | 6557768 | Site |  | N/A |  | 44.75 | N/A | N/A | N/A
Structural Trusses | Simple Truss 3 | J2 | J2 |  | FLUnknown_StructuralTrusses | 6557785 |  |  | N/A |  | N/A | N/A | N/A | N/A
Structural Trusses | Simple Truss 3 | J2 | J2 | Level 1 Top Plate | FL1 Top Plate_StructuralTrusses | 6557786 | Site |  | N/A |  | 44.75 | N/A | N/A | N/A
Structural Trusses | Simple Truss 3 | J2 | J2 |  | FLUnknown_StructuralTrusses | 6557803 |  |  | N/A |  | N/A | N/A | N/A | N/A
Structural Trusses | Simple Truss 3 | J2 | J2 | Level 1 Top Plate | FL1 Top Plate_StructuralTrusses | 6557804 | Site |  | N/A |  | 44.75 | N/A | N/A | N/A
Structural Trusses | Simple Truss 3 | J2 | J2 |  | FLUnknown_StructuralTrusses | 6557823 |  |  | N/A |  | N/A | N/A | N/A | N/A
Structural Trusses | Simple Truss 3 | J2 | J2 | Level 1 Top Plate | FL1 Top Plate_StructuralTrusses | 6557824 | Site |  | N/A |  | 44.75 | N/A | N/A | N/A
Structural Trusses | Simple Truss 3 | J2 | J2 |  | FLUnknown_StructuralTrusses | 6557843 |  |  | N/A |  | N/A | N/A | N/A | N/A
Structural Trusses | Simple Truss 3 | J2 | J2 | Level 1 Top Plate | FL1 Top Plate_StructuralTrusses | 6557844 | Site |  | N/A |  | 44.75 | N/A | N/A | N/A
Structural Trusses | Simple Truss 3 | J2 | J2 |  | FLUnknown_StructuralTrusses | 6557865 |  |  | N/A |  | N/A | N/A | N/A | N/A
Structural Trusses | Simple Truss 3 | J2 | J2 | Level 1 Top Plate | FL1 Top Plate_StructuralTrusses | 6557866 | Site |  | N/A |  | 44.75 | N/A | N/A | N/A
Structural Trusses | Simple Truss 3 | J2 | J2 |  | FLUnknown_StructuralTrusses | 6557885 |  |  | N/A |  | N/A | N/A | N/A | N/A
Structural Trusses | Simple Truss 3 | J2 | J2 | Level 1 Top Plate | FL1 Top Plate_StructuralTrusses | 6557886 | Site |  | N/A |  | 44.75 | N/A | N/A | N/A
Structural Trusses | Simple Truss 3 | J2 | J2 |  | FLUnknown_StructuralTrusses | 6557905 |  |  | N/A |  | N/A | N/A | N/A | N/A
Structural Trusses | Simple Truss 3 | J2 | J2 | Level 1 Top Plate | FL1 Top Plate_StructuralTrusses | 6557906 | Site |  | N/A |  | 44.75 | N/A | N/A | N/A
Structural Trusses | Simple Truss 3 | J2 | J2 |  | FLUnknown_StructuralTrusses | 6557923 |  |  | N/A |  | N/A | N/A | N/A | N/A
Structural Trusses | Simple Truss 3 | J2 | J2 | Level 1 Top Plate | FL1 Top Plate_StructuralTrusses | 6557924 | Site |  | N/A |  | 44.75 | N/A | N/A | N/A
Structural Trusses | Simple Truss 3 | J1 | J1 |  | FLUnknown_StructuralTrusses | 6557941 |  |  | N/A |  | N/A | N/A | N/A | N/A
Structural Trusses | Simple Truss 3 | J1 | J1 | Level 1 Top Plate | FL1 Top Plate_StructuralTrusses | 6557942 | Site |  | N/A |  | 22.28 | N/A | N/A | N/A
Structural Trusses | Simple Truss 3 | J1 | J1 |  | FLUnknown_StructuralTrusses | 6558048 |  |  | N/A |  | N/A | N/A | N/A | N/A
Structural Trusses | Simple Truss 3 | J1 | J1 | Level 1 Top Plate | FL1 Top Plate_StructuralTrusses | 6558049 | Site |  | N/A |  | 22.28 | N/A | N/A | N/A
Structural Trusses | Simple Truss 3 | J2 | J2 |  | FLUnknown_StructuralTrusses | 6560427 |  |  | N/A |  | N/A | N/A | N/A | N/A
Structural Trusses | Simple Truss 3 | J2 | J2 | Level 1 Top Plate | FL1 Top Plate_StructuralTrusses | 6560428 | Site |  | N/A |  | 44.75 | N/A | N/A | N/A
Structural Trusses | Simple Truss 3 | J2 | J2 |  | FLUnknown_StructuralTrusses | 6560460 |  |  | N/A |  | N/A | N/A | N/A | N/A
Structural Trusses | Simple Truss 3 | J2 | J2 | Level 1 Top Plate | FL1 Top Plate_StructuralTrusses | 6560461 | Site |  | N/A |  | 44.75 | N/A | N/A | N/A
Structural Trusses | Simple Truss 3 | J2 | J2 |  | FLUnknown_StructuralTrusses | 6560477 |  |  | N/A |  | N/A | N/A | N/A | N/A
Structural Trusses | Simple Truss 3 | J2 | J2 | Level 1 Top Plate | FL1 Top Plate_StructuralTrusses | 6560478 | Site |  | N/A |  | 44.75 | N/A | N/A | N/A
Structural Trusses | Simple Truss 3 | J2 | J2 |  | FLUnknown_StructuralTrusses | 6560494 |  |  | N/A |  | N/A | N/A | N/A | N/A
Structural Trusses | Simple Truss 3 | J2 | J2 | Level 1 Top Plate | FL1 Top Plate_StructuralTrusses | 6560495 | Site |  | N/A |  | 44.75 | N/A | N/A | N/A
Structural Trusses | Simple Truss 3 | J2 | J2 |  | FLUnknown_StructuralTrusses | 6560513 |  |  | N/A |  | N/A | N/A | N/A | N/A
Structural Trusses | Simple Truss 3 | J2 | J2 | Level 1 Top Plate | FL1 Top Plate_StructuralTrusses | 6560514 | Site |  | N/A |  | 44.75 | N/A | N/A | N/A
Structural Trusses | Simple Truss 3 | J2 | J2 |  | FLUnknown_StructuralTrusses | 6560530 |  |  | N/A |  | N/A | N/A | N/A | N/A
Structural Trusses | Simple Truss 3 | J2 | J2 | Level 1 Top Plate | FL1 Top Plate_StructuralTrusses | 6560531 | Site |  | N/A |  | 44.75 | N/A | N/A | N/A
Structural Trusses | Simple Truss 3 | J2 | J2 |  | FLUnknown_StructuralTrusses | 6560547 |  |  | N/A |  | N/A | N/A | N/A | N/A
Structural Trusses | Simple Truss 3 | J2 | J2 | Level 1 Top Plate | FL1 Top Plate_StructuralTrusses | 6560548 | Site |  | N/A |  | 44.75 | N/A | N/A | N/A
Structural Trusses | Simple Truss 3 | J2 | J2 |  | FLUnknown_StructuralTrusses | 6560568 |  |  | N/A |  | N/A | N/A | N/A | N/A
Structural Trusses | Simple Truss 3 | J2 | J2 | Level 1 Top Plate | FL1 Top Plate_StructuralTrusses | 6560569 | Site |  | N/A |  | 44.75 | N/A | N/A | N/A
Structural Trusses | Simple Truss 3 | J2 | J2 |  | FLUnknown_StructuralTrusses | 6560587 |  |  | N/A |  | N/A | N/A | N/A | N/A
Structural Trusses | Simple Truss 3 | J2 | J2 | Level 1 Top Plate | FL1 Top Plate_StructuralTrusses | 6560588 | Site |  | N/A |  | 44.75 | N/A | N/A | N/A
Structural Trusses | Simple Truss 3 | J2 | J2 |  | FLUnknown_StructuralTrusses | 6560606 |  |  | N/A |  | N/A | N/A | N/A | N/A
Structural Trusses | Simple Truss 3 | J2 | J2 | Level 1 Top Plate | FL1 Top Plate_StructuralTrusses | 6560607 | Site |  | N/A |  | 44.75 | N/A | N/A | N/A
Structural Trusses | Simple Truss 3 | J2 | J2 |  | FLUnknown_StructuralTrusses | 6560625 |  |  | N/A |  | N/A | N/A | N/A | N/A
Structural Trusses | Simple Truss 3 | J2 | J2 | Level 1 Top Plate | FL1 Top Plate_StructuralTrusses | 6560626 | Site |  | N/A |  | 44.75 | N/A | N/A | N/A
Structural Trusses | Simple Truss 3 | J1 | J1 |  | FLUnknown_StructuralTrusses | 6560644 |  |  | N/A |  | N/A | N/A | N/A | N/A
Structural Trusses | Simple Truss 3 | J1 | J1 | Level 1 Top Plate | FL1 Top Plate_StructuralTrusses | 6560645 | Site |  | N/A |  | 22.14 | N/A | N/A | N/A
Structural Trusses | Simple Truss 3 | J1 | J1 |  | FLUnknown_StructuralTrusses | 6560670 |  |  | N/A |  | N/A | N/A | N/A | N/A
Structural Trusses | Simple Truss 3 | J1 | J1 | Level 1 Top Plate | FL1 Top Plate_StructuralTrusses | 6560671 | Site |  | N/A |  | 22.14 | N/A | N/A | N/A
Structural Trusses | Simple Truss 3 | J1 | J1 |  | FLUnknown_StructuralTrusses | 6560683 |  |  | N/A |  | N/A | N/A | N/A | N/A
Structural Trusses | Simple Truss 3 | J1 | J1 | Level 1 Top Plate | FL1 Top Plate_StructuralTrusses | 6560684 | Site |  | N/A |  | 22.14 | N/A | N/A | N/A
Structural Trusses | Simple Truss 3 | J1 | J1 |  | FLUnknown_StructuralTrusses | 6560694 |  |  | N/A |  | N/A | N/A | N/A | N/A
Structural Trusses | Simple Truss 3 | J1 | J1 | Level 1 Top Plate | FL1 Top Plate_StructuralTrusses | 6560695 | Site |  | N/A |  | 22.14 | N/A | N/A | N/A
Structural Trusses | Simple Truss 3 | J1 | J1 |  | FLUnknown_StructuralTrusses | 6560730 |  |  | N/A |  | N/A | N/A | N/A | N/A
Structural Trusses | Simple Truss 3 | J1 | J1 | Level 1 Top Plate | FL1 Top Plate_StructuralTrusses | 6560731 | Site |  | N/A |  | 22.28 | N/A | N/A | N/A
Structural Trusses | Simple Truss 3 | J1 | J1 |  | FLUnknown_StructuralTrusses | 6560751 |  |  | N/A |  | N/A | N/A | N/A | N/A
Structural Trusses | Simple Truss 3 | J1 | J1 | Level 1 Top Plate | FL1 Top Plate_StructuralTrusses | 6560752 | Site |  | N/A |  | 22.28 | N/A | N/A | N/A
Structural Trusses | Simple Truss 3 | H1 | H1 |  | FLUnknown_StructuralTrusses | 6560772 |  |  | N/A |  | N/A | N/A | N/A | N/A
Structural Trusses | Simple Truss 3 | H1 | H1 | Level 1 Top Plate | FL1 Top Plate_StructuralTrusses | 6560773 | Site |  | N/A |  | 66.75 | N/A | N/A | N/A
Structural Trusses | Simple Truss 3 | H1 | H1 |  | FLUnknown_StructuralTrusses | 6560859 |  |  | N/A |  | N/A | N/A | N/A | N/A
Structural Trusses | Simple Truss 3 | H1 | H1 | Level 1 Top Plate | FL1 Top Plate_StructuralTrusses | 6560860 | Site |  | N/A |  | 66.75 | N/A | N/A | N/A
Structural Trusses | Simple Truss 3 | H1 | H1 |  | FLUnknown_StructuralTrusses | 6560887 |  |  | N/A |  | N/A | N/A | N/A | N/A
Structural Trusses | Simple Truss 3 | H1 | H1 | Level 1 Top Plate | FL1 Top Plate_StructuralTrusses | 6560888 | Site |  | N/A |  | 67 | N/A | N/A | N/A
Structural Trusses | Simple Truss 3 | H1 | H1 |  | FLUnknown_StructuralTrusses | 6560917 |  |  | N/A |  | N/A | N/A | N/A | N/A
Structural Trusses | Simple Truss 3 | H1 | H1 | Level 1 Top Plate | FL1 Top Plate_StructuralTrusses | 6560918 | Site |  | N/A |  | 67 | N/A | N/A | N/A
Structural Trusses | Simple Truss 3 | B2 | B2 |  | FLUnknown_StructuralTrusses | 6567720 |  |  | N/A |  | N/A | N/A | N/A | N/A
Structural Trusses | Simple Truss 3 | B2 | B2 | Level 1 Top Plate | FL1 Top Plate_StructuralTrusses | 6567721 | Site |  | N/A |  | 108.5 | N/A | N/A | N/A
Structural Trusses | Simple Truss 3 | G2 | G2 |  | FLUnknown_StructuralTrusses | 6567827 |  |  | N/A |  | N/A | N/A | N/A | N/A
Structural Trusses | Simple Truss 3 | G2 | G2 | Level 1 Top Plate | FL1 Top Plate_StructuralTrusses | 6567828 | Site |  | N/A |  | 110.27 | N/A | N/A | N/A
Walls | 2x6 Stud Full-Height Exterior Wall | 2x6 Full-Height Exterior Wall Stud | 2x6 Full-Height Exterior Wall Stud - Softwood, Lumber |  | FLUnknown_Walls | 6477007 | Site | No | Softwood, Lumber |  | 102.12 | N/A | N/A | 2932.5
Walls | Basic Wall | 2x4 EXT (Gyp_WRB/Plaster) | 2x4 EXT (Gyp_WRB/Plaster) - Softwood, Lumber |  | FLUnknown_Walls | 6476943 | Site | No | Softwood, Lumber |  | 320.62 | N/A | N/A | 38375.16
Walls | Basic Wall | 2x4 EXT (Gyp_WRB/Plaster) | 2x4 EXT (Gyp_WRB/Plaster) - Softwood, Lumber |  | FLUnknown_Walls | 6476944 | Site | No | Softwood, Lumber |  | 130.56 | N/A | N/A | 11661.75
Walls | Basic Wall | 2x4 EXT (Gyp_WRB/Plaster) | 2x4 EXT (Gyp_WRB/Plaster) - Softwood, Lumber |  | FLUnknown_Walls | 6476945 | Site | No | Softwood, Lumber |  | 320.63 | N/A | N/A | 37814.95
Walls | Basic Wall | 2x4 EXT (Gyp_WRB/Plaster) | 2x4 EXT (Gyp_WRB/Plaster) - Softwood, Lumber |  | FLUnknown_Walls | 6476946 | Site | No | Softwood, Lumber |  | 440.62 | N/A | N/A | 39832.25
Walls | Basic Wall | 2x6 INT (Gyp_Gyp) | 2x6 INT (Gyp_Gyp) |  | FLUnknown_Walls | 6476947 | Site | No | N/A |  | 163.06 | N/A | N/A | 19743.38
Walls | Basic Wall | 2x4 INT (Gyp_Gyp) | 2x4 INT (Gyp_Gyp) |  | FLUnknown_Walls | 6476948 | Site | No | N/A |  | 136.56 | N/A | N/A | 12314.88
Walls | Basic Wall | 2x4 INT (Gyp_Gyp) | 2x4 INT (Gyp_Gyp) |  | FLUnknown_Walls | 6476949 | Site | No | N/A |  | 83.09 | N/A | N/A | 7636.84
Walls | Basic Wall | 2x6 INT (Gyp_Gyp) | 2x6 INT (Gyp_Gyp) |  | FLUnknown_Walls | 6476950 | Site | No | N/A |  | 45.59 | N/A | N/A | 6020.77
Walls | Basic Wall | 2x4 INT (Gyp_Gyp) | 2x4 INT (Gyp_Gyp) |  | FLUnknown_Walls | 6476951 | Site | No | N/A |  | 73.5 | N/A | N/A | 5431.5
Walls | Basic Wall | 2x4 INT (Gyp_Gyp) | 2x4 INT (Gyp_Gyp) |  | FLUnknown_Walls | 6476952 | Site | No | N/A |  | 37 | N/A | N/A | 2336.62
Walls | Basic Wall | 2x4 INT (Gyp_Gyp) | 2x4 INT (Gyp_Gyp) |  | FLUnknown_Walls | 6476953 | Site | No | N/A |  | 26 | N/A | N/A | 2483.06
Walls | Basic Wall | 2x4 INT (Gyp_Gyp) | 2x4 INT (Gyp_Gyp) |  | FLUnknown_Walls | 6476954 | Site | No | N/A |  | 16 | N/A | N/A | 1816.88
Walls | Basic Wall | 2x4 INT (Gyp_Gyp) | 2x4 INT (Gyp_Gyp) |  | FLUnknown_Walls | 6476955 | Site | No | N/A |  | 115.56 | N/A | N/A | 10639.87
Walls | Basic Wall | 2x4 INT (Gyp_Gyp) | 2x4 INT (Gyp_Gyp) |  | FLUnknown_Walls | 6476956 | Site | No | N/A |  | 28.5 | N/A | N/A | 3452.06
Walls | Basic Wall | 2x4 INT (Gyp_Gyp) | 2x4 INT (Gyp_Gyp) |  | FLUnknown_Walls | 6476957 | Site | No | N/A |  | 155.56 | N/A | N/A | 15242.62
Walls | Basic Wall | 2x6 INT (Gyp_Gyp) | 2x6 INT (Gyp_Gyp) |  | FLUnknown_Walls | 6476958 | Site | No | N/A |  | 131.56 | N/A | N/A | 15261.75
Walls | Basic Wall | 2x4 INT (Gyp_Gyp) | 2x4 INT (Gyp_Gyp) |  | FLUnknown_Walls | 6476959 | Site | No | N/A |  | 130.56 | N/A | N/A | 9321.75
Walls | Basic Wall | 2x4 INT (Gyp_Gyp) | 2x4 INT (Gyp_Gyp) |  | FLUnknown_Walls | 6476960 | Site | No | N/A |  | 44.5 | N/A | N/A | 2750.06
Walls | Basic Wall | 2x4 INT (Gyp_Gyp) | 2x4 INT (Gyp_Gyp) |  | FLUnknown_Walls | 6476961 | Site | No | N/A |  | 102 | N/A | N/A | 6653.44
Walls | Basic Wall | 2x4 INT (Gyp_Gyp) | 2x4 INT (Gyp_Gyp) |  | FLUnknown_Walls | 6476962 | Site | No | N/A |  | 43.5 | N/A | N/A | 4602.75
Walls | Basic Wall | 2x4 INT (Gyp_Gyp) | 2x4 INT (Gyp_Gyp) |  | FLUnknown_Walls | 6476963 | Site | No | N/A |  | 102 | N/A | N/A | 9549.75
Walls | Basic Wall | 2x4 INT (Gyp_Gyp) | 2x4 INT (Gyp_Gyp) |  | FLUnknown_Walls | 6476964 | Site | No | N/A |  | 23.56 | N/A | N/A | 2301.38
Walls | Basic Wall | 2x4 INT (Gyp_Gyp) | 2x4 INT (Gyp_Gyp) |  | FLUnknown_Walls | 6476965 | Site | No | N/A |  | 36.56 | N/A | N/A | 2276.06
Walls | Basic Wall | 2x4 INT (Gyp_Gyp) | 2x4 INT (Gyp_Gyp) |  | FLUnknown_Walls | 6476966 | Site | No | N/A |  | 26.56 | N/A | N/A | 2664.75
Walls | Basic Wall | 2x4 EXT (Gyp_WRB/Plaster) | 2x4 EXT (Gyp_WRB/Plaster) - Softwood, Lumber |  | FLUnknown_Walls | 6476967 | Site | No | Softwood, Lumber |  | 55.5 | N/A | N/A | 3524.5
Walls | Basic Wall | 2x4 EXT (Gyp_WRB/Plaster) | 2x4 EXT (Gyp_WRB/Plaster) - Softwood, Lumber |  | FLUnknown_Walls | 6476968 | Site | No | Softwood, Lumber |  | 12 | N/A | N/A | 1453.5
Walls | Basic Wall | 2x4 EXT (Gyp_WRB/Plaster) | 2x4 EXT (Gyp_WRB/Plaster) - Softwood, Lumber |  | FLUnknown_Walls | 6476969 | Site | No | Softwood, Lumber |  | 13 | N/A | N/A | 893.3
Walls | Basic Wall | 2x4 EXT (Gyp_WRB/Plaster) | 2x4 EXT (Gyp_WRB/Plaster) - Softwood, Lumber |  | FLUnknown_Walls | 6476970 | Site | No | Softwood, Lumber |  | 54 | N/A | N/A | 5980.55
Walls | Basic Wall | 2x4 EXT (Gyp_WRB/Plaster) | 2x4 EXT (Gyp_WRB/Plaster) - Softwood, Lumber |  | FLUnknown_Walls | 6476971 | Site | No | Softwood, Lumber |  | 54 | N/A | N/A | 5980.55
Walls | Basic Wall | 2x4 EXT (Gyp_WRB/Plaster) | 2x4 EXT (Gyp_WRB/Plaster) - Softwood, Lumber |  | FLUnknown_Walls | 6476972 | Site | No | Softwood, Lumber |  | 152.62 | N/A | N/A | 14886.7
Walls | Basic Wall | 2x4 EXT (Gyp_WRB/Plaster) | 2x4 EXT (Gyp_WRB/Plaster) - Softwood, Lumber |  | FLUnknown_Walls | 6476973 | Site | No | Softwood, Lumber |  | 108.62 | N/A | N/A | 10314.92
Walls | Basic Wall | 2x4 INT (Gyp_Gyp) | 2x4 INT (Gyp_Gyp) |  | FLUnknown_Walls | 6476974 | Site | No | N/A |  | 24.71 | N/A | N/A | 2596.32
Walls | Basic Wall | 2x6 EXT (Gyp_WRB/Plaster) | 2x6 EXT (Gyp_WRB/Plaster) - Softwood, Lumber |  | FLUnknown_Walls | 6476999 | Site | No | Softwood, Lumber |  | 102.06 | N/A | N/A | 12048.5
Walls | Basic Wall | 2x6 INT (Gyp_Gyp) | 2x6 INT (Gyp_Gyp) |  | FLUnknown_Walls | 6477006 | Site | No | N/A |  | 72.5 | N/A | N/A | 8660.44
Walls | Basic Wall | 2x6 INT (Studs Only) | 2x6 INT (Studs Only) - Softwood, Lumber |  | FLUnknown_Walls | 6477009 | Site | No | Softwood, Lumber |  | 13.25 | N/A | N/A | 552
Walls | Basic Wall | 2x6 INT (Gyp_Gyp) | 2x6 INT (Gyp_Gyp) |  | FLUnknown_Walls | 6477241 | Site | No | N/A |  | 15 | N/A | N/A | 2604.19
Walls | Curtain Wall | SHOWER ENCLOSURE | SHOWER ENCLOSURE |  | FLUnknown_Walls | 6477000 | Site | No | N/A |  | 52.5 | N/A | N/A | 3948
Windows | DR_Slider Glass | 6080SGD | 6080SGD | Level 1 | 32 | 32 | Site |  | N/A |  | N/A | N/A | N/A | 9120
Windows | WD_Fixed | 1616 FD | 1616 FD | Level 1 | 34 | 34 | Site |  | N/A |  | N/A | N/A | N/A | 1078.75
Windows | WD_Fixed | 1616 FD | 1616 FD | Level 1 | 35 | 35 | Site |  | N/A |  | N/A | N/A | N/A | 1078.75
Windows | WD_Fixed | 1616 FD | 1616 FD | Level 1 | 36 | 36 | Site |  | N/A |  | N/A | N/A | N/A | 1078.75
Windows | WD_Fixed | 1616 FD | 1616 FD | Level 1 | 37 | 37 | Site |  | N/A |  | N/A | N/A | N/A | 1214.75
Windows | WD_Fixed | 1616 FD | 1616 FD | Level 1 | 38 | 38 | Site |  | N/A |  | N/A | N/A | N/A | 1078.75
Windows | WD_Fixed | 1616 FD | 1616 FD | Level 1 | 39 | 39 | Site |  | N/A |  | N/A | N/A | N/A | 1078.75
Windows | WD_Fixed | 3010 FD | 3010 FD | Level 1 | 40 | 40 | Site |  | N/A |  | N/A | N/A | N/A | 1453.75
Windows | WD_Fixed | 3010 FD | 3010 FD | Level 1 | 41 | 41 | Site |  | N/A |  | N/A | N/A | N/A | 1453.75
Windows | WD_Slider | 5050SL | 5050SL | Level 1 | 28 | 28 | Site |  | N/A |  | N/A | N/A | N/A | 8925
Windows | WD_Slider | 5050SL | 5050SL | Level 1 | 29 | 29 | Site |  | N/A |  | N/A | N/A | N/A | 8925
Windows | WD_Sliding | 8050 XO | 8050 XO | Level 1 | 33 | 33 | Site |  | N/A |  | N/A | N/A | N/A | 13457.23
Windows | WD_Sliding | 5050 XO | 5050 XO | Level 1 | 42 | 42 | Site |  | N/A |  | N/A | N/A | N/A | 8750.73
Windows | WD_Sliding | 5050 XO | 5050 XO | Level 1 | 43 | 43 | Site |  | N/A |  | N/A | N/A | N/A | 8750.73
Windows | WD_Window | 3010 FG | 3010 FG | Level 1 | 22 | 22 | Site |  | N/A |  | N/A | N/A | N/A | 1014
Windows | WD_Window | 3010 FG | 3010 FG | Level 1 | 23 | 23 | Site |  | N/A |  | N/A | N/A | N/A | 1014
Windows | WD_Window | 1616 FG | 1616 FG | Level 1 | 24 | 24 | Site |  | N/A |  | N/A | N/A | N/A | 750
Windows | WD_Window | 1616 FG | 1616 FG | Level 1 | 25 | 25 | Site |  | N/A |  | N/A | N/A | N/A | 750
Windows | WD_Window | 1616 FG | 1616 FG | Level 1 | 26 | 26 | Site |  | N/A |  | N/A | N/A | N/A | 750
Windows | WD_Window | 1616 FG | 1616 FG | Level 1 | 27 | 27 | Site |  | N/A |  | N/A | N/A | N/A | 750
Windows | WD_Window | 1616 FG | 1616 FG | Level 1 | 30 | 30 | Site |  | N/A |  | N/A | N/A | N/A | 750
Windows | WD_Window | 1616 FG | 1616 FG | Level 1 | 31 | 31 | Site |  | N/A |  | N/A | N/A | N/A | 750
Windows | WD_XOX | 8050XOX | 8050XOX | Level 1 | 21 | 21 | Site |  | N/A |  | N/A | N/A | N/A | 7947
Wire | Wire | 142 | Wire - 14/2 | Level 1 | FL1_Wire | Run_1 | Site |  | N/A |  | 244.53 | N/A | N/A | N/A
Wire | Wire | 142 | Wire - 14/2 | Level 1 | FL1_Wire | Run_10 | Site |  | N/A |  | 170.27 | N/A | N/A | N/A
Wire | Wire | 142 | Wire - 14/2 | Level 1 | FL1_Wire | Run_100 | Site |  | N/A |  | 142 | N/A | N/A | N/A
Wire | Wire | 142 | Wire - 14/2 | Level 1 | FL1_Wire | Run_101 | Site |  | N/A |  | 83.15 | N/A | N/A | N/A
Wire | Wire | 142 | Wire - 14/2 | Level 1 | FL1_Wire | Run_102 | Site |  | N/A |  | 225.98 | N/A | N/A | N/A
Wire | Wire | 142 | Wire - 14/2 | Level 1 | FL1_Wire | Run_103 | Site |  | N/A |  | 83.15 | N/A | N/A | N/A
Wire | Wire | 142 | Wire - 14/2 | Level 1 | FL1_Wire | Run_104 | Site |  | N/A |  | 105.15 | N/A | N/A | N/A
Wire | Wire | 142 | Wire - 14/2 | Level 1 | FL1_Wire | Run_105 | Site |  | N/A |  | 168.12 | N/A | N/A | N/A
Wire | Wire | 142 | Wire - 14/2 | Level 1 | FL1_Wire | Run_106 | Site |  | N/A |  | 383.13 | N/A | N/A | N/A
Wire | Wire | 142 | Wire - 14/2 | Level 1 | FL1_Wire | Run_107 | Site |  | N/A |  | 422.13 | N/A | N/A | N/A
Wire | Wire | 142 | Wire - 14/2 | Level 1 | FL1_Wire | Run_108 | Site |  | N/A |  | 81.15 | N/A | N/A | N/A
Wire | Wire | 142 | Wire - 14/2 | Level 1 | FL1_Wire | Run_109 | Site |  | N/A |  | 77.87 | N/A | N/A | N/A
Wire | Wire | 142 | Wire - 14/2 | Level 1 | FL1_Wire | Run_11 | Site |  | N/A |  | 148.87 | N/A | N/A | N/A
Wire | Wire | 142 | Wire - 14/2 | Level 1 | FL1_Wire | Run_110 | Site |  | N/A |  | 81.15 | N/A | N/A | N/A
Wire | Wire | 142 | Wire - 14/2 | Level 1 | FL1_Wire | Run_111 | Site |  | N/A |  | 107 | N/A | N/A | N/A
Wire | Wire | 142 | Wire - 14/2 | Level 1 | FL1_Wire | Run_112 | Site |  | N/A |  | 81.15 | N/A | N/A | N/A
Wire | Wire | 142 | Wire - 14/2 | Level 1 | FL1_Wire | Run_113 | Site |  | N/A |  | 136.75 | N/A | N/A | N/A
Wire | Wire | 142 | Wire - 14/2 | Level 1 | FL1_Wire | Run_114 | Site |  | N/A |  | 284.02 | N/A | N/A | N/A
Wire | Wire | 142 | Wire - 14/2 | Level 1 | FL1_Wire | Run_115 | Site |  | N/A |  | 113.15 | N/A | N/A | N/A
Wire | Wire | 142 | Wire - 14/2 | Level 1 | FL1_Wire | Run_116 | Site |  | N/A |  | 33.56 | N/A | N/A | N/A
Wire | Wire | 142 | Wire - 14/2 | Level 1 | FL1_Wire | Run_117 | Site |  | N/A |  | 334.63 | N/A | N/A | N/A
Wire | Wire | 142 | Wire - 14/2 | Level 1 | FL1_Wire | Run_118 | Site |  | N/A |  | 429.51 | N/A | N/A | N/A
Wire | Wire | 142 | Wire - 14/2 | Level 1 | FL1_Wire | Run_119 | Site |  | N/A |  | 360.88 | N/A | N/A | N/A
Wire | Wire | 142 | Wire - 14/2 | Level 1 | FL1_Wire | Run_12 | Site |  | N/A |  | 18.52 | N/A | N/A | N/A
Wire | Wire | 142 | Wire - 14/2 | Level 1 | FL1_Wire | Run_120 | Site |  | N/A |  | 255.77 | N/A | N/A | N/A
Wire | Wire | 142 | Wire - 14/2 | Level 1 | FL1_Wire | Run_121 | Site |  | N/A |  | 300.88 | N/A | N/A | N/A
Wire | Wire | 142 | Wire - 14/2 | Level 1 | FL1_Wire | Run_122 | Site |  | N/A |  | 198.77 | N/A | N/A | N/A
Wire | Wire | 142 | Wire - 14/2 | Level 1 | FL1_Wire | Run_123 | Site |  | N/A |  | 310.77 | N/A | N/A | N/A
Wire | Wire | 142 | Wire - 14/2 | Level 1 | FL1_Wire | Run_124 | Site |  | N/A |  | 393.63 | N/A | N/A | N/A
Wire | Wire | 142 | Wire - 14/2 | Level 1 | FL1_Wire | Run_125 | Site |  | N/A |  | 198.77 | N/A | N/A | N/A
Wire | Wire | 142 | Wire - 14/2 | Level 1 | FL1_Wire | Run_126 | Site |  | N/A |  | 310.77 | N/A | N/A | N/A
Wire | Wire | 142 | Wire - 14/2 | Level 1 | FL1_Wire | Run_127 | Site |  | N/A |  | 393.63 | N/A | N/A | N/A
Wire | Wire | 142 | Wire - 14/2 | Level 1 | FL1_Wire | Run_128 | Site |  | N/A |  | 370.01 | N/A | N/A | N/A
Wire | Wire | 142 | Wire - 14/2 | Level 1 | FL1_Wire | Run_129 | Site |  | N/A |  | 370.01 | N/A | N/A | N/A
Wire | Wire | 142 | Wire - 14/2 | Level 1 | FL1_Wire | Run_13 | Site |  | N/A |  | 148.87 | N/A | N/A | N/A
Wire | Wire | 142 | Wire - 14/2 | Level 1 | FL1_Wire | Run_130 | Site |  | N/A |  | 737.23 | N/A | N/A | N/A
Wire | Wire | 142 | Wire - 14/2 | Level 1 | FL1_Wire | Run_131 | Site |  | N/A |  | 737.23 | N/A | N/A | N/A
Wire | Wire | 142 | Wire - 14/2 | Level 1 | FL1_Wire | Run_132 | Site |  | N/A |  | 341.76 | N/A | N/A | N/A
Wire | Wire | 142 | Wire - 14/2 | Level 1 | FL1_Wire | Run_133 | Site |  | N/A |  | 341.76 | N/A | N/A | N/A
Wire | Wire | 142 | Wire - 14/2 | Level 1 | FL1_Wire | Run_134 | Site |  | N/A |  | 298.46 | N/A | N/A | N/A
Wire | Wire | 142 | Wire - 14/2 | Level 1 | FL1_Wire | Run_135 | Site |  | N/A |  | 360.14 | N/A | N/A | N/A
Wire | Wire | 142 | Wire - 14/2 | Level 1 | FL1_Wire | Run_136 | Site |  | N/A |  | 304.63 | N/A | N/A | N/A
Wire | Wire | 142 | Wire - 14/2 | Level 1 | FL1_Wire | Run_137 | Site |  | N/A |  | 312.21 | N/A | N/A | N/A
Wire | Wire | 142 | Wire - 14/2 | Level 1 | FL1_Wire | Run_138 | Site |  | N/A |  | 298.46 | N/A | N/A | N/A
Wire | Wire | 142 | Wire - 14/2 | Level 1 | FL1_Wire | Run_139 | Site |  | N/A |  | 360.14 | N/A | N/A | N/A
Wire | Wire | 142 | Wire - 14/2 | Level 1 | FL1_Wire | Run_14 | Site |  | N/A |  | 18.52 | N/A | N/A | N/A
Wire | Wire | 142 | Wire - 14/2 | Level 1 | FL1_Wire | Run_140 | Site |  | N/A |  | 304.63 | N/A | N/A | N/A
Wire | Wire | 142 | Wire - 14/2 | Level 1 | FL1_Wire | Run_141 | Site |  | N/A |  | 312.21 | N/A | N/A | N/A
Wire | Wire | 142 | Wire - 14/2 | Level 1 | FL1_Wire | Run_15 | Site |  | N/A |  | 84.25 | N/A | N/A | N/A
Wire | Wire | 142 | Wire - 14/2 | Level 1 | FL1_Wire | Run_16 | Site |  | N/A |  | 83.15 | N/A | N/A | N/A
Wire | Wire | 142 | Wire - 14/2 | Level 1 | FL1_Wire | Run_17 | Site |  | N/A |  | 148.83 | N/A | N/A | N/A
Wire | Wire | 142 | Wire - 14/2 | Level 1 | FL1_Wire | Run_18 | Site |  | N/A |  | 237.21 | N/A | N/A | N/A
Wire | Wire | 142 | Wire - 14/2 | Level 1 | FL1_Wire | Run_19 | Site |  | N/A |  | 113.15 | N/A | N/A | N/A
Wire | Wire | 142 | Wire - 14/2 | Level 1 | FL1_Wire | Run_2 | Site |  | N/A |  | 228.21 | N/A | N/A | N/A
Wire | Wire | 142 | Wire - 14/2 | Level 1 | FL1_Wire | Run_20 | Site |  | N/A |  | 71.75 | N/A | N/A | N/A
Wire | Wire | 142 | Wire - 14/2 | Level 1 | FL1_Wire | Run_21 | Site |  | N/A |  | 166.02 | N/A | N/A | N/A
Wire | Wire | 142 | Wire - 14/2 | Level 1 | FL1_Wire | Run_22 | Site |  | N/A |  | 166.02 | N/A | N/A | N/A
Wire | Wire | 142 | Wire - 14/2 | Level 1 | FL1_Wire | Run_23 | Site |  | N/A |  | 113.15 | N/A | N/A | N/A
Wire | Wire | 142 | Wire - 14/2 | Level 1 | FL1_Wire | Run_24 | Site |  | N/A |  | 83.15 | N/A | N/A | N/A
Wire | Wire | 142 | Wire - 14/2 | Level 1 | FL1_Wire | Run_25 | Site |  | N/A |  | 15.68 | N/A | N/A | N/A
Wire | Wire | 142 | Wire - 14/2 | Level 1 | FL1_Wire | Run_26 | Site |  | N/A |  | 228.93 | N/A | N/A | N/A
Wire | Wire | 142 | Wire - 14/2 | Level 1 | FL1_Wire | Run_27 | Site |  | N/A |  | 228.93 | N/A | N/A | N/A
Wire | Wire | 142 | Wire - 14/2 | Level 1 | FL1_Wire | Run_28 | Site |  | N/A |  | 228.93 | N/A | N/A | N/A
Wire | Wire | 142 | Wire - 14/2 | Level 1 | FL1_Wire | Run_29 | Site |  | N/A |  | 339.08 | N/A | N/A | N/A
Wire | Wire | 142 | Wire - 14/2 | Level 1 | FL1_Wire | Run_3 | Site |  | N/A |  | 274.71 | N/A | N/A | N/A
Wire | Wire | 142 | Wire - 14/2 | Level 1 | FL1_Wire | Run_30 | Site |  | N/A |  | 159.72 | N/A | N/A | N/A
Wire | Wire | 142 | Wire - 14/2 | Level 1 | FL1_Wire | Run_31 | Site |  | N/A |  | 290.34 | N/A | N/A | N/A
Wire | Wire | 142 | Wire - 14/2 | Level 1 | FL1_Wire | Run_32 | Site |  | N/A |  | 248.33 | N/A | N/A | N/A
Wire | Wire | 142 | Wire - 14/2 | Level 1 | FL1_Wire | Run_33 | Site |  | N/A |  | 171.82 | N/A | N/A | N/A
Wire | Wire | 142 | Wire - 14/2 | Level 1 | FL1_Wire | Run_34 | Site |  | N/A |  | 15.68 | N/A | N/A | N/A
Wire | Wire | 142 | Wire - 14/2 | Level 1 | FL1_Wire | Run_35 | Site |  | N/A |  | 15.67 | N/A | N/A | N/A
Wire | Wire | 142 | Wire - 14/2 | Level 1 | FL1_Wire | Run_36 | Site |  | N/A |  | 242.87 | N/A | N/A | N/A
Wire | Wire | 142 | Wire - 14/2 | Level 1 | FL1_Wire | Run_37 | Site |  | N/A |  | 200.72 | N/A | N/A | N/A
Wire | Wire | 142 | Wire - 14/2 | Level 1 | FL1_Wire | Run_38 | Site |  | N/A |  | 242.87 | N/A | N/A | N/A
Wire | Wire | 142 | Wire - 14/2 | Level 1 | FL1_Wire | Run_39 | Site |  | N/A |  | 242.87 | N/A | N/A | N/A
Wire | Wire | 142 | Wire - 14/2 | Level 1 | FL1_Wire | Run_4 | Site |  | N/A |  | 196.84 | N/A | N/A | N/A
Wire | Wire | 142 | Wire - 14/2 | Level 1 | FL1_Wire | Run_40 | Site |  | N/A |  | 230.74 | N/A | N/A | N/A
Wire | Wire | 142 | Wire - 14/2 | Level 1 | FL1_Wire | Run_41 | Site |  | N/A |  | 200.72 | N/A | N/A | N/A
Wire | Wire | 142 | Wire - 14/2 | Level 1 | FL1_Wire | Run_42 | Site |  | N/A |  | 15.68 | N/A | N/A | N/A
Wire | Wire | 142 | Wire - 14/2 | Level 1 | FL1_Wire | Run_43 | Site |  | N/A |  | 201.83 | N/A | N/A | N/A
Wire | Wire | 142 | Wire - 14/2 | Level 1 | FL1_Wire | Run_44 | Site |  | N/A |  | 200.75 | N/A | N/A | N/A
Wire | Wire | 142 | Wire - 14/2 | Level 1 | FL1_Wire | Run_45 | Site |  | N/A |  | 221.14 | N/A | N/A | N/A
Wire | Wire | 142 | Wire - 14/2 | Level 1 | FL1_Wire | Run_46 | Site |  | N/A |  | 249.51 | N/A | N/A | N/A
Wire | Wire | 142 | Wire - 14/2 | Level 1 | FL1_Wire | Run_47 | Site |  | N/A |  | 249.09 | N/A | N/A | N/A
Wire | Wire | 142 | Wire - 14/2 | Level 1 | FL1_Wire | Run_48 | Site |  | N/A |  | 234.4 | N/A | N/A | N/A
Wire | Wire | 142 | Wire - 14/2 | Level 1 | FL1_Wire | Run_49 | Site |  | N/A |  | 290.23 | N/A | N/A | N/A
Wire | Wire | 142 | Wire - 14/2 | Level 1 | FL1_Wire | Run_5 | Site |  | N/A |  | 196.84 | N/A | N/A | N/A
Wire | Wire | 142 | Wire - 14/2 | Level 1 | FL1_Wire | Run_50 | Site |  | N/A |  | 290.23 | N/A | N/A | N/A
Wire | Wire | 142 | Wire - 14/2 | Level 1 | FL1_Wire | Run_51 | Site |  | N/A |  | 290.23 | N/A | N/A | N/A
Wire | Wire | 142 | Wire - 14/2 | Level 1 | FL1_Wire | Run_52 | Site |  | N/A |  | 48.21 | N/A | N/A | N/A
Wire | Wire | 142 | Wire - 14/2 | Level 1 | FL1_Wire | Run_53 | Site |  | N/A |  | 83.15 | N/A | N/A | N/A
Wire | Wire | 142 | Wire - 14/2 | Level 1 | FL1_Wire | Run_54 | Site |  | N/A |  | 33.3 | N/A | N/A | N/A
Wire | Wire | 142 | Wire - 14/2 | Level 1 | FL1_Wire | Run_55 | Site |  | N/A |  | 83.15 | N/A | N/A | N/A
Wire | Wire | 142 | Wire - 14/2 | Level 1 | FL1_Wire | Run_56 | Site |  | N/A |  | 33.3 | N/A | N/A | N/A
Wire | Wire | 142 | Wire - 14/2 | Level 1 | FL1_Wire | Run_57 | Site |  | N/A |  | 18.52 | N/A | N/A | N/A
Wire | Wire | 142 | Wire - 14/2 | Level 1 | FL1_Wire | Run_58 | Site |  | N/A |  | 97.92 | N/A | N/A | N/A
Wire | Wire | 142 | Wire - 14/2 | Level 1 | FL1_Wire | Run_59 | Site |  | N/A |  | 18.52 | N/A | N/A | N/A
Wire | Wire | 142 | Wire - 14/2 | Level 1 | FL1_Wire | Run_6 | Site |  | N/A |  | 251.76 | N/A | N/A | N/A
Wire | Wire | 142 | Wire - 14/2 | Level 1 | FL1_Wire | Run_60 | Site |  | N/A |  | 97.92 | N/A | N/A | N/A
Wire | Wire | 142 | Wire - 14/2 | Level 1 | FL1_Wire | Run_61 | Site |  | N/A |  | 151.48 | N/A | N/A | N/A
Wire | Wire | 142 | Wire - 14/2 | Level 1 | FL1_Wire | Run_62 | Site |  | N/A |  | 18.52 | N/A | N/A | N/A
Wire | Wire | 142 | Wire - 14/2 | Level 1 | FL1_Wire | Run_63 | Site |  | N/A |  | 173.82 | N/A | N/A | N/A
Wire | Wire | 142 | Wire - 14/2 | Level 1 | FL1_Wire | Run_64 | Site |  | N/A |  | 150.12 | N/A | N/A | N/A
Wire | Wire | 142 | Wire - 14/2 | Level 1 | FL1_Wire | Run_65 | Site |  | N/A |  | 222.45 | N/A | N/A | N/A
Wire | Wire | 142 | Wire - 14/2 | Level 1 | FL1_Wire | Run_66 | Site |  | N/A |  | 83.15 | N/A | N/A | N/A
Wire | Wire | 142 | Wire - 14/2 | Level 1 | FL1_Wire | Run_67 | Site |  | N/A |  | 109.19 | N/A | N/A | N/A
Wire | Wire | 142 | Wire - 14/2 | Level 1 | FL1_Wire | Run_68 | Site |  | N/A |  | 18.52 | N/A | N/A | N/A
Wire | Wire | 142 | Wire - 14/2 | Level 1 | FL1_Wire | Run_69 | Site |  | N/A |  | 173.82 | N/A | N/A | N/A
Wire | Wire | 142 | Wire - 14/2 | Level 1 | FL1_Wire | Run_7 | Site |  | N/A |  | 192.57 | N/A | N/A | N/A
Wire | Wire | 142 | Wire - 14/2 | Level 1 | FL1_Wire | Run_70 | Site |  | N/A |  | 608.84 | N/A | N/A | N/A
Wire | Wire | 142 | Wire - 14/2 | Level 1 | FL1_Wire | Run_71 | Site |  | N/A |  | 241.83 | N/A | N/A | N/A
Wire | Wire | 142 | Wire - 14/2 | Level 1 | FL1_Wire | Run_72 | Site |  | N/A |  | 80.3 | N/A | N/A | N/A
Wire | Wire | 142 | Wire - 14/2 | Level 1 | FL1_Wire | Run_73 | Site |  | N/A |  | 110.3 | N/A | N/A | N/A
Wire | Wire | 142 | Wire - 14/2 | Level 1 | FL1_Wire | Run_74 | Site |  | N/A |  | 15.68 | N/A | N/A | N/A
Wire | Wire | 142 | Wire - 14/2 | Level 1 | FL1_Wire | Run_75 | Site |  | N/A |  | 190.84 | N/A | N/A | N/A
Wire | Wire | 142 | Wire - 14/2 | Level 1 | FL1_Wire | Run_76 | Site |  | N/A |  | 228.84 | N/A | N/A | N/A
Wire | Wire | 142 | Wire - 14/2 | Level 1 | FL1_Wire | Run_77 | Site |  | N/A |  | 210.2 | N/A | N/A | N/A
Wire | Wire | 142 | Wire - 14/2 | Level 1 | FL1_Wire | Run_78 | Site |  | N/A |  | 233.57 | N/A | N/A | N/A
Wire | Wire | 142 | Wire - 14/2 | Level 1 | FL1_Wire | Run_79 | Site |  | N/A |  | 153.99 | N/A | N/A | N/A
Wire | Wire | 142 | Wire - 14/2 | Level 1 | FL1_Wire | Run_8 | Site |  | N/A |  | 113.15 | N/A | N/A | N/A
Wire | Wire | 142 | Wire - 14/2 | Level 1 | FL1_Wire | Run_80 | Site |  | N/A |  | 18.52 | N/A | N/A | N/A
Wire | Wire | 142 | Wire - 14/2 | Level 1 | FL1_Wire | Run_81 | Site |  | N/A |  | 153.99 | N/A | N/A | N/A
Wire | Wire | 142 | Wire - 14/2 | Level 1 | FL1_Wire | Run_82 | Site |  | N/A |  | 18.52 | N/A | N/A | N/A
Wire | Wire | 142 | Wire - 14/2 | Level 1 | FL1_Wire | Run_83 | Site |  | N/A |  | 245.89 | N/A | N/A | N/A
Wire | Wire | 142 | Wire - 14/2 | Level 1 | FL1_Wire | Run_84 | Site |  | N/A |  | 151.12 | N/A | N/A | N/A
Wire | Wire | 142 | Wire - 14/2 | Level 1 | FL1_Wire | Run_85 | Site |  | N/A |  | 18.52 | N/A | N/A | N/A
Wire | Wire | 142 | Wire - 14/2 | Level 1 | FL1_Wire | Run_86 | Site |  | N/A |  | 163.1 | N/A | N/A | N/A
Wire | Wire | 142 | Wire - 14/2 | Level 1 | FL1_Wire | Run_87 | Site |  | N/A |  | 163.1 | N/A | N/A | N/A
Wire | Wire | 142 | Wire - 14/2 | Level 1 | FL1_Wire | Run_88 | Site |  | N/A |  | 163.1 | N/A | N/A | N/A
Wire | Wire | 142 | Wire - 14/2 | Level 1 | FL1_Wire | Run_89 | Site |  | N/A |  | 18.52 | N/A | N/A | N/A
Wire | Wire | 142 | Wire - 14/2 | Level 1 | FL1_Wire | Run_9 | Site |  | N/A |  | 97 | N/A | N/A | N/A
Wire | Wire | 142 | Wire - 14/2 | Level 1 | FL1_Wire | Run_90 | Site |  | N/A |  | 18.52 | N/A | N/A | N/A
Wire | Wire | 142 | Wire - 14/2 | Level 1 | FL1_Wire | Run_91 | Site |  | N/A |  | 152.16 | N/A | N/A | N/A
Wire | Wire | 142 | Wire - 14/2 | Level 1 | FL1_Wire | Run_92 | Site |  | N/A |  | 188.5 | N/A | N/A | N/A
Wire | Wire | 142 | Wire - 14/2 | Level 1 | FL1_Wire | Run_93 | Site |  | N/A |  | 188.5 | N/A | N/A | N/A
Wire | Wire | 142 | Wire - 14/2 | Level 1 | FL1_Wire | Run_94 | Site |  | N/A |  | 188.5 | N/A | N/A | N/A
Wire | Wire | 142 | Wire - 14/2 | Level 1 | FL1_Wire | Run_95 | Site |  | N/A |  | 241.66 | N/A | N/A | N/A
Wire | Wire | 142 | Wire - 14/2 | Level 1 | FL1_Wire | Run_96 | Site |  | N/A |  | 165.46 | N/A | N/A | N/A
Wire | Wire | 142 | Wire - 14/2 | Level 1 | FL1_Wire | Run_97 | Site |  | N/A |  | 293.77 | N/A | N/A | N/A
Wire | Wire | 142 | Wire - 14/2 | Level 1 | FL1_Wire | Run_98 | Site |  | N/A |  | 220.54 | N/A | N/A | N/A
Wire | Wire | 142 | Wire - 14/2 | Level 1 | FL1_Wire | Run_99 | Site |  | N/A |  | 290.27 | N/A | N/A | N/A